## Sheet1
jmpJobID | cmoName | ompOrderCommentsText | jmpPartID | omlPartGroupID | jmpPartLongDescriptionText | jmpPartShortDescription | jmpProductionQuantity | jmpProductionComplete | jmpProductionDueDate | jmpCompletedDate | jmpQuantityShipped | jmpClosed | omlUnitPriceBase | jmpClosedDate | jmpPlantID | UJMPNOTES
14444-01-01 | A.E. Smith & Son (SEQ) Pty Ltd | James Cook University | UMWC-08-012-00-C5 | CHILL | Chiller 12kW at -6 Deg WAter 40 Deg C air Special Features Cabinet Std Refrigeration Std Electrical Std Water Std | Chiller 12kW at -6 Deg | 1 | -1 | 2016-05-16 | 2016-09-09 | 1 | 0 | 34080 |  | SIC
14326-01-01 | D&E Air Conditioning Pty Ltd | Lighthouse Apartments | ACPP1700 | PP | PPAC-8.1 1700 l/s PoolPac Unit with Single Stage Heating and Cooling c/w EC Plug Fans, CPG Constant Speed Fan Controllers, 80% Efficient Non-Metallic Counterflow Heat Exchanger, Full Tropic Proof Corrosion Treatment, Draw Through Coils and Special Construct (Inverted SA/EA Decks). SA : 1700 l/s @ 300Pa OA : 1700 l/s + 1020 l/s Cond Air RA : 1700 l/s EA: 1700 l/s + 1020 l/s Cond Air @ 300Pa ESP | 1700 l/s PoolPac Unit | 1 | -1 | 2016-06-02 | 2016-07-06 | 1 | 0 | 32000 |  | VIC | O/C: CLIENT REQUIRED 2/5 DELIVERY
14326-01-02 | D&E Air Conditioning Pty Ltd | Lighthouse Apartments | ACPP1700 | PP | PPAC-8.2 1700 l/s PoolPac Unit with Single Stage Heating and Cooling c/w EC Plug Fans, CPG Constant Speed Fan Controllers, 80% Efficient Non-Metallic Counterflow Heat Exchanger, Full Tropic Proof Corrosion Treatment, Draw Through Coils and Special Construct (Inverted SA/EA Decks). SA : 1700 l/s @ 300Pa OA : 1700 l/s + 1020 l/s Cond Air RA : 1700 l/s EA: 1700 l/s + 1020 l/s Cond Air @ 300Pa ESP | 1700 l/s PoolPac Unit | 1 | -1 | 2016-06-02 | 2016-07-07 | 1 | 0 | 32000 |  | VIC | O/C: CLIENT REQUIRED 2/5 DELIVERY
14555-03-01 | Mechfield | Craigieburn Park Aquatic and Leisure Centre | ERV12000-TALL | ERVCO | AHU-4 Energy Recovery Ventilator 12,000 L/s Option(s): Tall Construction, Sensible Heat Exchanger, Hot Water Coil, Corrosion Resistant, EC Plug Fans SA: 12,000L/s @ 750 Pa ESP EA: 12,000L/s @ 750 Pa ESP | ERV12000-TALL | 1 | -1 | 2016-06-30 | 2016-07-04 | 1 | 0 | 65237.5 |  | VIC
14589-01-01 | MIA Commercial Refrig | Griffith Pool | ACPP2300 | PP | ERV-01 2300 l/s DX PoolPac Unit with Dual Stage Heating and Cooling c/w 80% Efficient Sensible Only Counterflow Heat Exchanger, Full Tropic Corrosion Resistant Coating, EC Plug Fans and CPG Constant Speed Controllers SA : 2300 l/s OA : 2300 l/s RA : 2300 l/s | 2300 l/s PoolPac Unit | 1 | -1 | 2016-06-30 | 2016-07-04 | 1 | 0 | 42855 |  | VIC
14555-03-02 | Mechfield | Craigieburn Park Aquatic and Leisure Centre | ERV12000-TALL | ERVCO | AHU-6 Energy Recovery Ventilator 12,000 L/s Option(s): Tall Construction, Sensible Heat Exchanger, Hot Water Coil, Corrosion Resistant, EC Plug Fans SA: 12,000L/s @ 750 Pa ESP EA: 12,000L/s @ 750 Pa ESP | ERV12000-TALL | 1 | -1 | 2016-06-30 | 2016-07-04 | 1 | 0 | 65237.5 |  | VIC
14555-02-01 | Mechfield | Craigieburn Park Aquatic and Leisure Centre | ERV14000-TALL | ERVCO | AHU-1 Energy Recovery Ventilator 12,000 L/s Option(s): Tall Construction, Sensible Heat Exchanger, Hot Water Coil, Corrosion Resistant, EC Plug Fans SA: 12,000L/s @ 750 Pa ESP EA: 12,000L/s @ 750 Pa ESP | ERV14000-TALL | 1 | -1 | 2016-07-07 | 2016-07-25 | 1 | 0 | 70762.5 |  | VIC
14583-01-02 | Aston Air-Conditioning & Refrigeration | Burpengary SHS Stage 2 | ACS23RCRTP | RTP | AHU/PA/DS1; AHU/PA/DS2 2 off 23 kW Rooftop Packaged Unit with Single Stage Heating and Cooling SA, OA, RA : 865 l/s Options: Return Air Bypass Dampers EC Plug Fans VSD Compressor (R410a) Factory Controls Package - incl room module (temp sensor and adjustment, on/off, status), CO2 sensor, run timer) Half Day Commissioning Supervision | 23 kW Rooftop Packaged Unit | 1 | -1 | 2016-07-07 | 2016-07-18 | 1 | 0 | 31800 |  | QLD | 18/07 STORE UNTIL AUGUST
14583-01-01 | Aston Air-Conditioning & Refrigeration | Burpengary SHS Stage 2 | ACS23RCRTP | RTP | AHU/PA/DS1; AHU/PA/DS2 2 off 23 kW Rooftop Packaged Unit with Single Stage Heating and Cooling SA, OA, RA : 865 l/s Options: Return Air Bypass Dampers EC Plug Fans VSD Compressor (R410a) Factory Controls Package - incl room module (temp sensor and adjustment, on/off, status), CO2 sensor, run timer) Half Day Commissioning Supervision | 23 kW Rooftop Packaged Unit | 1 | -1 | 2016-07-07 | 2016-07-18 | 1 | 0 | 31800 |  | QLD | 18/07 STORE UNTIL AUGUST
14509-01-01 | Beaver Williams Pty Ltd | Taronga Zoo Centenary Theatre | ACV60RCRTP | 50RTP | 60kW Rooftop Packaged Unit AHU 1 Inclusions: 3 Stages of Cooling EC Plug Fans Economy Cycle Advanced Controller w. Time Scheduling Split Construct for plant room installation | 60kW ACV Rooftop Packaged Unit | 1 | -1 | 2016-07-07 | 2016-07-05 | 1 | 0 | 61551 |  | NSW | 23/5: CLIENT'S EMAIL: REQ'D APPX 18/7
14626-01-01 | Industrial Air (SA) Pty Ltd | Health House Darwin | ACDHUM6-D | DEHUM |  | ACDHUM6-D | 1 | -1 | 2016-07-07 | 2016-07-25 | 1 | 0 | 92817 |  | INDNT
14555-02-02 | Mechfield | Craigieburn Park Aquatic and Leisure Centre | ERV14000-TALL | ERVCO | AHU-5 Energy Recovery Ventilator 12,000 L/s Option(s): Tall Construction, Sensible Heat Exchanger, Hot Water Coil, Corrosion Resistant, EC Plug Fans SA: 12,000L/s @ 750 Pa ESP EA: 12,000L/s @ 750 Pa ESP | ERV14000-TALL | 1 | -1 | 2016-07-07 | 2016-07-25 | 1 | 0 | 70762.5 |  | VIC
14604-02-01 | Cliff Goulding & Associates | Batman Ave Bridge | ERV3000 | ERVCO | HX-2 3000 l/s Energy Recovery Ventilator Unit c/w 80% efficient Non Metallic Sensible-Only Counterflow Heat Exchanger. Excludes VSDs and wiring SA : 2550 l/s OA : 2550 l/s RA : 2550 l/s | 3000 l/s Energy Recovery Ventilator Unit | 1 | -1 | 2016-07-11 | 2016-07-06 | 1 | 0 | 15908 |  | VIC
14575-01-01 | Air-Rite Mechanical Services | Harbour Quays Aged Care | ACPP1200 | PP | AHU-1 1200 l/s PoolPac Unit with Single Stage Heating and Cooling SA, OA : 800 l/s Complete with: -EC Plug Fans -Corrosion Resistant treatment to fans, heat exchanger and cabinet -80% Efficiency Sensible-only heat exchanger Functionality is wired to a terminal strip - controls by others | 1200 l/s PoolPac Unit | 1 | -1 | 2016-07-13 | 2016-08-23 | 1 | 0 | 30500 |  | QLD
14155-05-02 | Corbritt Air Conditioning Pty Ltd | Artemis Melb Girls Grammar TBC will ship ERV-ICs with larger units in September. | ERV5000 | ERVCO | AHU-3-01 & AHU-3-02 5000 l/s Energy Recovery Ventilator Unit Options: EC Plug Fans, Heated Water Coils, Corrosion Resistance, Sensible Only Heat Exchanger SA : 5000 l/s OA : 5000 l/s EA : 4800 l/s | 5000 l/s Energy Recovery Ventilator Unit | 1 | -1 | 2016-07-14 | 2016-07-11 | 1 | 0 | 28071.5 |  | VIC | 01/09 UNITS WANTED IN SEPT
14155-06-01 | Corbritt Air Conditioning Pty Ltd | Artemis Melb Girls Grammar TBC will ship ERV-ICs with larger units in September. | ERV1500 | ERVCO | AHU-3-03 1500 l/s Energy Recovery Ventilator Unit. Options: EC Plug Fans, Heated Water Coils, Corrosion Resistance, Sensible Only Heat Exchanger SA : 1500 l/s OA : 1500 l/s EA : 1400 l/s | 1500 l/s Energy Recovery Ventilator Unit | 1 | -1 | 2016-07-14 | 2016-07-12 | 1 | 0 | 12523.6 |  | VIC | 01/09 UNITS WANTED IN SEPT
14155-05-01 | Corbritt Air Conditioning Pty Ltd | Artemis Melb Girls Grammar TBC will ship ERV-ICs with larger units in September. | ERV5000 | ERVCO | AHU-3-01 & AHU-3-02 5000 l/s Energy Recovery Ventilator Unit Options: EC Plug Fans, Heated Water Coils, Corrosion Resistance, Sensible Only Heat Exchanger SA : 5000 l/s OA : 5000 l/s EA : 4800 l/s | 5000 l/s Energy Recovery Ventilator Unit | 1 | -1 | 2016-07-14 | 2016-07-11 | 1 | 0 | 28071.5 |  | VIC | 01/09 UNITS WANTED IN SEPT
14563-01-01 | Smooth-Air Products Ltd | Takanini Pool | ERV1000 | ERVCO | Heat Recovery Ventilator complete with - Sandwich panel cabinet - Corrosion resistant treatment - EC plug fans - 1 row heating coil | 1000 l/s Energy Recovery Ventilator Unit | 1 | -1 | 2016-07-15 | 2016-07-20 | 1 | 0 | 13500 |  | QLD
14648-01-01 | Industrial Air (SA) Pty Ltd | Bordertown Pool | ACPP1000 | PP | 1000 l/s PoolPac Unit with Single Stage Heating and Cooling SA : 1000 l/s OA : 1000 l/s RA : 1000 l/s | 1000 l/s PoolPac Unit | 1 | -1 | 2016-07-19 | 2016-07-26 | 1 | 0 | 21830 |  | INDSA
14555-01-01 | Mechfield | Craigieburn Park Aquatic and Leisure Centre | ERV16000-TALL | ERVCO | AHU-3 Energy Recovery Ventilator 16,000 L/s Option(s): Tall Construction, Sensible Heat Exchanger, Hot Water Coil, Corrosion Resistant, EC Plug Fans SA: 16,000L/s @ 750 Pa ESP EA: 16,000L/s @ 750 Pa ESP | ERV16000-TALL | 1 | -1 | 2016-07-21 | 2016-08-03 | 1 | 0 | 74500 |  | VIC
14555-01-02 | Mechfield | Craigieburn Park Aquatic and Leisure Centre | ERV16000-TALL | ERVCO | AHU-2 Energy Recovery Ventilator 16,000 L/s Option(s): Tall Construction, Sensible Heat Exchanger, Hot Water Coil, Corrosion Resistant, EC Plug Fans SA: 16,000L/s @ 750 Pa ESP EA: 16,000L/s @ 750 Pa ESP | ERV16000-TALL | 1 | -1 | 2016-07-21 | 2016-08-03 | 1 | 0 | 74500 |  | VIC
14628-01-01 | Capricorn - SOLUTIONS IN AIR MOVEMENT 2 PTY LTD | Cairns Special School | ACL70RCRTP | RTP | 70 kW Rooftop Packaged Unit with Dual Stage Heating and Cooling Inclusions - 70 kW Packaged unit - Dual Stage Cooling Only - 50 mm PIR panel - 75% Efficiency Enthalpy heat Exchanger - Corrosion Treated coils - Corrosion Treated EC Plug Fans c/w proprietary Air Volume controllers - Bypass dampers - Stainless steel drain tray Functionality wired to a terminal strip for control by others Filter/Mixing plenum by mech trade | 70 kW Rooftop Packaged Unit | 1 | -1 | 2016-07-25 | 2016-08-05 | 1 | 0 | 48500 |  | QLD | 08/08 WAITING ON CAP TO CONFIRM DELIVERY DETAILS (SITE DELAY)
14614-01-01 | Arctic Cold Refrigeration Sales & Service Pty Ltd | Our Lady of Southern Cross (Springfield Parish Church) | ERV4000 | ERVCO | HX-1 4000 l/s Energy Recovery Ventilator Unit SA, OA : 3750 l/s RA: 3450 L/s Complete with: -75% Efficiency Enthalpy Heat Exchanger -EC Plug Fans | 4000 l/s Energy Recovery Ventilator Unit | 1 | -1 | 2016-07-28 | 2016-08-09 | 1 | 0 | 29900 |  | QLD
14667-01-01 | Allied Air Conditioning & Refrigeration | Ballina RSL | ERV5000 | ERVCO | 5000 l/s Energy Recovery Ventilator Unit SA : 5000 l/s OA : 5000 l/s RA : 5000 l/s | 5000 l/s Energy Recovery Ventilator Unit | 1 | -1 | 2016-07-28 | 2016-08-09 | 1 | 0 | 33500 |  | QLD
14667-02-01 | Allied Air Conditioning & Refrigeration | Ballina RSL | ERV2000 | ERVCO | 2000 l/s Energy Recovery Ventilator Unit SA : 2000 l/s OA : 2000 l/s RA : 2000 l/s | 2000 l/s Energy Recovery Ventilator Unit | 1 | -1 | 2016-07-28 | 2016-08-10 | 1 | 0 | 19295 |  | QLD
14667-01-02 | Allied Air Conditioning & Refrigeration | Ballina RSL | ERV5000 | ERVCO | 5000 l/s Energy Recovery Ventilator Unit SA : 5000 l/s OA : 5000 l/s RA : 5000 l/s | 5000 l/s Energy Recovery Ventilator Unit | 1 | -1 | 2016-07-28 | 2016-08-10 | 1 | 0 | 33500 |  | QLD
14667-03-01 | Allied Air Conditioning & Refrigeration | Ballina RSL | ERV2500 | ERVCO | 2500 l/s Energy Recovery Ventilator Unit SA : 2500 l/s OA : 2500 l/s RA : 2500 l/s | 2500 l/s Energy Recovery Ventilator Unit | 1 | -1 | 2016-07-28 | 2016-08-10 | 1 | 0 | 23155 |  | QLD
14779-01-01 | Summit Industrial Chillers Pty Ltd | Coregas Chiller Rebuild | SERVICELABOUR |  | Labour cost for associated service | Service Labour | 1 | -1 | 2016-07-29 | 2017-01-30 | 1 | 0 | 30608 |  | SIC
14643-01-01 | Insulpak Pty Ltd | Gateway Plaza Warrnambool | ACL60RCRTP-EC | RTP | HRU-1 60 kW Rooftop Packaged Unit with Dual Stage Heating and Cooling, EC Plug Fans, CPG Fan Speed Controllers, Integrated Economy and RABP (CO2 Mode) and 80% Efficient Counterflow Sensible Only Heat Exchanger SA : 2700 l/s OA : 1800 l/s RA : 2700 l/s | 60 kW Rooftop Packaged Unit With Economy Cycle | 1 | -1 | 2016-07-29 | 2016-08-01 | 1 | 0 | 38500.5 |  | VIC
14630-01-01 | N&J Dahl Air Conditioning | Roso Residence Pool | ACPP1000 | PP | 1000 l/s PoolPac Unit with Single Stage Heating and Cooling SA : 1000 l/s OA : 1000 l/s RA : 1000 l/s | 1000 l/s PoolPac Unit | 1 | -1 | 2016-08-01 | 2016-08-17 | 1 | 0 | 28619 |  | NSW
14683-01-02 | Austincorp | St Luke's Grammar School Dee Why | ACL82RCRTP | RTP | AHU-02-01 & AHU-02-02 82 kW Rooftop Packaged Unit with Dual Stage Reverse Cycle Unit. Options Included: Return Air Bypass dampers. CO2 Sensor. SA : 3900 L/s OA : 2600 L/s RA : 2600 L/s RABP: 1300 L/s | 82 kW Rooftop Packaged Unit | 1 | -1 | 2016-08-04 | 2016-08-22 | 1 | 0 | 55389 |  | NSW | O/C: REQUIRED ASAP
14683-01-01 | Austincorp | St Luke's Grammar School Dee Why | ACL82RCRTP | RTP | AHU-02-01 & AHU-02-02 82 kW Rooftop Packaged Unit with Dual Stage Reverse Cycle Unit. Options Included: Return Air Bypass dampers. CO2 Sensor. SA : 3900 L/s OA : 2600 L/s RA : 2600 L/s RABP: 1300 L/s | 82 kW Rooftop Packaged Unit | 1 | -1 | 2016-08-04 | 2016-08-22 | 1 | 0 | 55389 |  | NSW | O/C: REQUIRED ASAP
14642-01-01 | Beaver Williams Pty Ltd | Kids Academy Gregory Hills | ACPP3200 | PP | PAC-1 3200 l/s PoolPac Unit with Dual Stage Heating and Cooling Options included: Thermostat low level controller (Carel) SA : 3200 l/s OA : 3200 l/s RA : 3200 l/s | 3200 l/s PoolPac Unit | 1 | -1 | 2016-08-10 | 2016-08-26 | 1 | 0 | 56166 |  | NSW
14642-02-01 | Beaver Williams Pty Ltd | Kids Academy Gregory Hills | ACPP1000 | PP | PAC-2 1000 l/s PoolPac Unit with Single Stage Heating and Cooling Options included: Thermostat low level controller (Carel) SA : 1000 l/s OA : 1000 l/s RA : 1000 l/s | 1000 l/s PoolPac Unit | 1 | -1 | 2016-08-10 | 2016-08-17 | 1 | 0 | 26134 |  | NSW
14641-01-01 | Eastwood Air Conditioning P/L | AHG Prestons | ACS32RCRTP-EC | RTP | 32 kW Rooftop Packaged Unit with Single Stage Heating and Cooling HEX PAC Option(s) included : Economy Cycle EC Plug Fans Reheat Coil VSD Compressor SA, OA: 1400 l/s RA : 1400 l/s | 32 kW Rooftop Packaged Unit With Economy Cycle | 1 | -1 | 2016-08-10 | 2016-08-25 | 1 | 0 | 43612 |  | NSW
14647-01-01 | Smooth-Air Products Ltd | Air NZ Christchurch - Smooth Air PO 25711 | ERV1000 | ERVCO | 1000 l/s Energy Recovery Ventilator Unit SA : 1000 l/s OA : 1000 l/s RA : 1000 l/s | 1000 l/s Energy Recovery Ventilator Unit | 1 | -1 | 2016-08-10 | 2016-09-01 | 1 | 0 | 11480 |  | NZ
14676-01-01 | Cool Master Pty Ltd | Robina Pool | ACPP2300 | PP | 2500 l/s PoolPac Unit with Dual Stage Heating and Cooling SA : 2500 l/s; OA : 2500 l/s; RA : 2500 l/s EC Plug Fans Cabinet Construction to suit Harsh Pool Environment Filter Plenum with CR Treatment to suit Pool Environment Proprietary Controls Full Day Commissioning Assistance Additional requirements - Water Heat Pump - Dehumidification/Altitude Mode Arrangement N.B. Water side circulation pump not included - to be supplied by Hydraulics/Pool Contractor | 2500 l/s PoolPac Unit | 1 | -1 | 2016-08-11 | 2016-09-29 | 1 | 0 | 95500 |  | QLD | 22/08 MUST BE READY BY 09/09
14737-01-01 | Airmaster Australia Pty Ltd | ACU Exercise Science Room | ACS23RCRTP-EC | RTP | AC-ES-1 23 kW Rooftop Packaged Unit with Single Stage Heating and Cooling Options included : Economy Cycle & RABP dampers CO2 sensors Advanced Control system Sensible HX SA : 1100 l/s OA : 550 l/s RA : 550 l/s RABP: 550 l/s | 23 kW Rooftop Packaged Unit With Economy Cycle | 1 | -1 | 2016-08-11 | 2016-08-17 | 1 | 0 | 34348 |  | NSW | O/C: REQUIRED ASAP
14704-01-01 | IdealAir MAJOR AIR PTY LTD | UTAS TB Facility | ERV750 | ERVCO | 750 l/s Energy Recovery Ventilator Unit c/w ECP and CWC SA : 600 l/s @ 500Pa ESP OA : 600 l/s RA : 600 l/s @ 500Pa ESP | 750 l/s Energy Recovery Ventilator Unit | 1 | -1 | 2016-08-12 | 2016-08-18 | 1 | 0 | 10945.95 |  | MAJ
14288-01-01 | Elite Heating & Cooling | Wayfarer Apartments | ACPP2000 | PP | Changing Room AHU 2000 l/s PoolPac Unit with Dual Stage Heating and Cooling SA : 2000 l/s OA : 2000 l/s RA : 2100 l/s | 2000 l/s PoolPac Unit | 1 | -1 | 2016-08-15 | 2016-09-01 | 1 | 0 | 41542 |  | NSW
14650-01-01 | ARA Mechanical Services | The Branksome Apartments | ACPP3200 | PP | PPAC-1 3200 l/s PoolPac Unit with Dual Stage Heating and Cooling Options included: EC plug fans (ECP) Bypass damper (BP) Hot Gas Bypass (HG) SA : 3200 l/s OA : 3200 l/s RA : 3200 l/s | 3200 l/s PoolPac Unit | 1 | -1 | 2016-08-17 | 2016-08-31 | 1 | 0 | 62523 |  | NSW
14684-01-01 | Capricorn - SOLUTIONS IN AIR MOVEMENT 2 PTY LTD | Atherton Operating Theatre | MCU-35 |  | AHU-1 1100 l/s Moisture Control Unit - Dual EC Plug Supply Fans - 1st Compressor staged c/w modulating reheat coil - 2nd Compressor staged - Reverse Cycle - Sloped Stainless Steel Drain Tray - Double Skin PIR Sandwich Panel Cabinet - Remote condenser - Dual EC Axial Condenser fans - G3 pre-filter + F8 Deep Bed Filter - Remote Monitoring Capability for 12 month period Functionality Wired to terminal strip for Control by others | MCU-35 | 1 | -1 | 2016-08-18 | 2016-09-16 | 1 | 0 | 34900 |  | CAP | 01/08 UNIT WANTED MID SEPT
14756-01-01 | Wild Air Conditioning | 127 Creek St EOTF | ACS23RCRTP | RTP | 23 kW Rooftop Packaged Unit with Single Stage Heating and Cooling PAC-G-01 SA : 755 l/s; OA : 755 l/s; RA : 640 l/s Unit Includes: - 80% efficient sensible-only heat Exchanger - Double-skinned 50mm PIR Sandwich Panel Cabinet - Corrosion Treated Coils - EC Plug Fans - Hot Gas Reheat Coils - Half-day manufacturers commissioning assistance - Functionality wired to a terminal strip for control by other (Unless factory controls package is preferred) | 23 kW Rooftop Packaged Unit | 1 | -1 | 2016-08-19 | 2016-08-23 | 1 | 0 | 25500 |  | QLD
14730-01-01 | Nu-Life Air Conditioning | Jenny Lyn Nursing home | ACPP1000 | PP | 1000 l/s PoolPac Unit with Single Stage Heating and Cooling AHU-POOL SA & OA : 1000 l/s | 1000 l/s PoolPac Unit | 1 | -1 | 2016-08-23 | 2016-08-26 | 1 | 0 | 26299 |  | NSW
14449-01-01 | Advanced Air Conditioning Pty Ltd | Aldi Inala | ACDHUM2-D | DEHUM | PRECON-1 1350 lps DX Preconditioner 50 kW compressor capacity High Static EC Plug Type supply fan Integrated timeclock and Special controls as per Aldi standard with Sample/CO2 mode and remote MUI Integrated filters Half day commissioning assistance incl travel | ACDHUM2-D | 1 | -1 | 2016-08-25 | 2016-08-29 | 1 | 0 | 51027 |  | QLD | 30/08 SHIP & INVOICE IN SEPT, DELIVER WK 3 OR 4
14693-01-01 | Summit Industrial Chillers Pty Ltd | Goodman Fielder | UMWC-08-046-00-C7 |  |  | Chiller 46kW at 2 Deg C Water 40 Deg C Air | 1 | -1 | 2016-08-25 | 2016-10-26 | 1 | 0 | 57000 |  | SIC
14603-01-01 | Equilibrium Air Conditioning Pty Ltd | UWS Campbelltown Clinical School | ERV2000-EC | ERVCO | 2000 l/s Energy Recovery Ventilator Unit AHU-1 Option(s) : Economy Cycle CO2 Mode Chilled Water Coil Hot Water Coil EC Plug Fans SA : 2000 l/s OA : 2000 l/s | 2000 l/s Energy Recovery Ventilator Unit With EC | 1 | -1 | 2016-08-26 | 2016-09-01 | 1 | 0 | 23082 |  | NSW | 08/09 DELIVER TUES 13/09
14692-01-01 | Insulpak Pty Ltd | Bellarine Lakes Rec Centre | ACPP1700 | PP | AC-1 1700 l/s PoolPac Unit with Single Stage Heating and Cooling, 80% Efficient Non Metallic Sensible Only Counterflow Heat Exchanger, EC Plug Fans and CPG Constant Fan Speed Controllers SA : 1700 l/s @ 350Pa ESP OA : 1700 l/s RA : 1700 l/s @ 350Pa ESP | 1700 l/s PoolPac Unit | 1 | -1 | 2016-08-30 | 2016-09-09 | 1 | 0 | 25580 |  | VIC
14726-01-01 | Queensland University of Technology | QUT Law Library | ACDHUM2-W | DEHUM | 1300 lps CHW Preconditioner - 80% Efficient Proprietary Heat Exchanger - Galvanised Channel Base frame - Double Skin Sandwich Panel cabinet - Copper tube, aluminium finned cooling coil (Corrosion Treated) - top entry coil headers - Insulated Stainless Steel Drain tray - Proprietary Controls with Touch Screen LCD display and Modbus RTU - 600 mm Deep Bed Filter (F7) + 50 mm Panel Filter (G4) Manufacturers Commissioning Assistance | ACDHUM2-W | 1 | -1 | 2016-09-01 | 2016-09-19 | 1 | 0 | 25450 |  | QLD
14381-01-01 | Ultimate Airconditioning Pty Ltd | 420 Spencer St West Melb | ERV750 | ERVCO | AHU 1-1 750 l/s Energy Recovery Ventilator Unit. Options: Heated Water Coil, Corrosion Resistance, EC Plug Fans SA : 700 l/s OA : 700 l/s EA : 800 l/s | 750 l/s Energy Recovery Ventilator Unit | 1 | -1 | 2016-09-02 | 2016-09-15 | 1 | 0 | 10976 |  | VIC | 21/09 UNIT NOT WANTED UNTIL OCT
14686-01-01 | Faircloth & Reynolds Pty Ltd | ALDI Bargara | ACDHUM2-D | DEHUM | 1350 L/s DX Preconditioner per ALDI Spec Complete with: - 80% efficient sensible-only heat exchanger - VSD compressors - Roof mounted condenser - Stainless Steel drain trays - Corrosion treated coils - EC plug fans - Supply air volume controller - Integrated timeclock and special controls per Aldi Standard - 3 off field devices to be fitted off in store by Electrical trade (2 CO2 and 1 Enthalpy sensor) - Deep bed filters - Half day commissioning assistance including travel | ACDHUM2-D | 1 | -1 | 2016-09-08 | 2016-10-12 | 1 | 0 | 55500 |  | QLD | 07/11 CUST WANTS TO SWAP WITH BARGARA. 12/10 UNIT NOT REQUIRED UNTIL NOV - NOV INVOICE
14658-01-01 | Aston Air-Conditioning & Refrigeration | Bellbird Park SS Stage 1 | ACS27RCRTP | RTP | 27 kW Rooftop Packaged Unit with Single Stage Heating and Cooling AHU/PA/DAS - SA : 1015 l/s; OA : 1015 l/s Options: - Return Air Bypass Dampers - EC Plug Fans - VSD Compressor (R410a) - Factory Controls Package - incl room module (temp sensor and adjustment, on/off, status), CO2 sensor, run timer) - Half Day Commissioning Supervision | 27 kW Rooftop Packaged Unit | 1 | -1 | 2016-09-09 | 2016-09-30 | 1 | 0 | 32650 |  | QLD
14767-02-01 | Cairns Evercool Air Conditioning & Refrigeration | JCU AITHM Thursday Island | REMOTE CONDENSER | RTP | Remote Condensing Unit 48kW to match ACDHUM2-D Options included: • Dual Stages • EC Axial Fans Price is included as part of the package | Remote Condensing Unit | 1 | -1 | 2016-09-15 | 2016-09-30 | 1 | 0 | 11960 |  | QLD
14767-01-01 | Cairns Evercool Air Conditioning & Refrigeration | JCU AITHM Thursday Island | ACDHUM2-D | DEHUM | 1215 l/s Dehumidification Unit - 80% efficient sensible-only heat exchanger - 2 off VSD compressors cooling only - Remote Condenser - Stainless Steel drain trays - Corrosion treated coils - EC plug fans - Factory controls package - Factory Tested - Deep bed + Panel filters | ACDHUM2-D | 1 | -1 | 2016-09-15 | 2016-09-30 | 1 | 0 | 47840 |  | QLD
14780-02-01 | Engie Mechanical Services Australia Pty Ltd | Palace Cinemas | ACS16RCRTP | RTP | AC-AUD3 16 kW Rooftop Packaged Unit with Single Stage Heating and Cooling SA : 750 l/s OA : 750 l/s RA : 750 l/s | 16 kW Rooftop Packaged Unit | 1 | -1 | 2016-09-19 | 2016-10-04 | 1 | 0 | 21310 |  | QLD
14780-03-01 | Engie Mechanical Services Australia Pty Ltd | Palace Cinemas | ACS20RCRTP | RTP | AC-AUD1 20 kW Rooftop Packaged Unit with Single Stage Heating and Cooling SA : 1000 l/s OA : 1000 l/s RA : 1000 l/s | 20kW Rooftop Packaged Unit | 1 | -1 | 2016-09-19 | 2016-10-04 | 1 | 0 | 24590 |  | QLD
14780-04-01 | Engie Mechanical Services Australia Pty Ltd | Palace Cinemas | ACS20RCRTP | RTP | AC-AUD4 20 kW Rooftop Packaged Unit with Single Stage Heating and Cooling SA : 1000 l/s OA : 1000 l/s RA : 1000 l/s | 20kW Rooftop Packaged Unit | 1 | -1 | 2016-09-19 | 2016-10-05 | 1 | 0 | 24372 |  | QLD
14720-01-02 | Air-Rite Mechanical Services | Our Lady of Lourdes Church | ACL70RCRTP-EC | RTP | 70 kW Rooftop Packaged Unit with Dual Stage Heating and Cooling SA : 2700 l/s; OA : 2265 l/s; RA : 2700 l/s Options - 75% efficient Counter Flow Enthalpy HX - Dual stage reverse cycle compressors - EC plug fans - c/w proprietary air volume controllers - 50 mm double skin PIR SW Panel cabinet - Integrated Economy c/w bypass dampers for provision of CO2 control - Custom configuration to suit available plant space - Manufacturers Commissioning assistance | 70 kW Rooftop Packaged Unit With Economy Cycle | 1 | -1 | 2016-09-19 | 2016-09-29 | 1 | 0 | 57000 |  | QLD
14780-06-01 | Engie Mechanical Services Australia Pty Ltd | Palace Cinemas | ACL52RCRTP | RTP | AC-AUD6 & AC-AUD7 52 kW Rooftop Packaged Unit with Dual Stage Heating and Cooling SA : 2300 l/s OA : 2300 l/s RA : 2300 l/s | 52 kW Rooftop Packaged Unit | 1 | -1 | 2016-09-19 | 2016-10-11 | 1 | 0 | 40164 |  | QLD
14720-01-01 | Air-Rite Mechanical Services | Our Lady of Lourdes Church | ACL70RCRTP-EC | RTP | 70 kW Rooftop Packaged Unit with Dual Stage Heating and Cooling SA : 2700 l/s; OA : 2265 l/s; RA : 2700 l/s Options - 75% efficient Counter Flow Enthalpy HX - Dual stage reverse cycle compressors - EC plug fans - c/w proprietary air volume controllers - 50 mm double skin PIR SW Panel cabinet - Integrated Economy c/w bypass dampers for provision of CO2 control - Custom configuration to suit available plant space - Manufacturers Commissioning assistance | 70 kW Rooftop Packaged Unit With Economy Cycle | 1 | -1 | 2016-09-19 | 2016-09-29 | 1 | 0 | 57000 |  | QLD
14780-01-01 | Engie Mechanical Services Australia Pty Ltd | Palace Cinemas | ACS16RCRTP | RTP | AC-AUD2 16 kW Rooftop Packaged Unit with Single Stage Heating and Cooling SA : 750 l/s OA : 750 l/s RA : 750 l/s | 16 kW Rooftop Packaged Unit | 1 | -1 | 2016-09-19 | 2016-10-04 | 1 | 0 | 21310 |  | QLD
14780-05-01 | Engie Mechanical Services Australia Pty Ltd | Palace Cinemas | ACS23RCRTP | RTP | AC-AUD5 23 kW Rooftop Packaged Unit with Single Stage Heating and Cooling SA : 1100 l/s OA : 1100 l/s RA : 1100 l/s | 23 kW Rooftop Packaged Unit | 1 | -1 | 2016-09-19 | 2016-10-11 | 1 | 0 | 24590 |  | QLD
14780-06-02 | Engie Mechanical Services Australia Pty Ltd | Palace Cinemas | ACL52RCRTP | RTP | AC-AUD6 & AC-AUD7 52 kW Rooftop Packaged Unit with Dual Stage Heating and Cooling SA : 2300 l/s OA : 2300 l/s RA : 2300 l/s | 52 kW Rooftop Packaged Unit | 1 | -1 | 2016-09-19 | 2016-10-12 | 1 | 0 | 40164 |  | QLD
14815-01-01 | Industrial Air (SA) Pty Ltd | Holland Street Pool | ACPP1400 | PP | 1400 l/s PoolPac Unit with Single Stage Heating and Cooling SA : 1400 l/s OA : 1400 l/s RA : 1400 l/s | 1400 l/s PoolPac Unit | 1 | -1 | 2016-09-22 | 2016-10-24 | 1 | 0 | 30328 |  | INDWA
14800-01-01 | Smooth-Air Products Ltd | Smooth Air PO26525 | ACPP1700 | PP | 1700 l/s PoolPac Unit with Single Stage Heating and Cooling SA : 1700 l/s OA : 1700 l/s RA : 1700 l/s | 1700 l/s PoolPac Unit | 1 | -1 | 2016-09-26 | 2016-10-12 | 1 | 0 | 34000 |  | NZ
14789-01-01 | System Air Pty Ltd | Aldi Redbank Plains | ACDHUM2-D | DEHUM | 1200L/s DX Preconditioner per ALDI Spec Precon-1 Complete With: - 80% Sensible Only Heat Exchanger - VSD Compressor - Roof Mounted Condenser - Stainless Steel Drain Trays - Corrosion Treated Coils - EC Plug Fans - Supply Air Volume Controller - Integrated time-clock and special controls per ALDI standard - 3 off field devices to be fitted in store by electrical trade (2 CO2 and 1 Enthalpy Sensor) - Deep Bed Filters - Half Day Commissioning Assistance Incl. Travel | ACDHUM2-D | 1 | -1 | 2016-09-27 | 2016-10-26 | 1 | 0 | 49500 |  | QLD | 21/10 UNIT TO MEET FRI CRANE
14576-01-01 | Trevena Sustainable Heating + Cooling | Ballarat & Clarendon College Pool | ERV4000 | ERVCO | PPAC-1 & 2 4000 l/s Energy Recovery Ventilator Unit c/w 80% Efficient Sensible Only Non Metallic Heat Exchanger, HHW Coil, Full Tropic Proof Corrosion Resistance, 50mm PIR Panel Construction (R value of 2.63 K.m²/W), EC Plug Fans and CPG Speed Controllers. SA : 4000 l/s @ 400Pa ESP OA : 4000 l/s RA : 4000 l/s @ 300Pa ESP | 4000 l/s Energy Recovery Ventilator Unit | 1 | -1 | 2016-09-30 | 2016-10-06 | 1 | 0 | 25183 |  | VIC | 10/10 WANTED OCT, DATE TBC
14824-01-01 | J & M Costa Enterprises Pty Ltd | Farm House Pool | ERV1000 | ERVCO | 1000 l/s Energy Recovery Ventilator Unit Options included: Sensible HX EC Plug fans Corrosion Resitance Single deck unit SA : 1000 l/s OA : 1000 l/s RA : 1000 l/s | 1000 l/s Energy Recovery Ventilator Unit | 1 | -1 | 2016-09-30 | 2016-10-05 | 1 | 0 | 12909 |  | NSW
14759-04-01 | IdealAir MAJOR AIR PTY LTD | Macquarie Hotel | ACPP1700 | PP | PAC-1 1700 l/s PoolPac Unit with Single Stage Heating and Cooling c/w EC Plug fans and downgraded compressor SA : 1700 l/s OA : 1700 l/s RA : 1700 l/s | 1700 l/s PoolPac Unit | 1 | -1 | 2016-09-30 | 2016-10-13 | 1 | 0 | 28500 |  | MAJ | 17/10 HOLD DELIVERY UNTIL FURTHER NOTICE - NO UNLOAD ON SITE
14576-01-02 | Trevena Sustainable Heating + Cooling | Ballarat & Clarendon College Pool | ERV4000 | ERVCO | PPAC-1 & 2 4000 l/s Energy Recovery Ventilator Unit c/w 80% Efficient Sensible Only Non Metallic Heat Exchanger, HHW Coil, Full Tropic Proof Corrosion Resistance, 50mm PIR Panel Construction (R value of 2.63 K.m²/W), EC Plug Fans and CPG Speed Controllers. SA : 4000 l/s @ 400Pa ESP OA : 4000 l/s RA : 4000 l/s @ 300Pa ESP | 4000 l/s Energy Recovery Ventilator Unit | 1 | -1 | 2016-09-30 | 2016-10-06 | 1 | 0 | 25183 |  | VIC | 10/10 WANTED OCT, DATE TBC
14653-01-03 | Global Air Conditioning | Kenmore Baptist Church | ERV2500 | ERVCO | ERV-1 - ERV-4 2500 l/s Energy Recovery Ventilator Unit SA, OA, RA : 2500 l/s Complete with: -75% Efficiency Enthalpy Heat Exchanger -Forward Curve Centrifugal Fans w/ VSD | 2500 l/s Energy Recovery Ventilator Unit | 1 | -1 | 2016-10-04 | 2016-10-10 | 1 | 0 | 15000 |  | QLD | 10/10 WANTED ONSITE 20/10
14653-01-02 | Global Air Conditioning | Kenmore Baptist Church | ERV2500 | ERVCO | ERV-1 - ERV-4 2500 l/s Energy Recovery Ventilator Unit SA, OA, RA : 2500 l/s Complete with: -75% Efficiency Enthalpy Heat Exchanger -Forward Curve Centrifugal Fans w/ VSD | 2500 l/s Energy Recovery Ventilator Unit | 1 | -1 | 2016-10-04 | 2016-10-06 | 1 | 0 | 15000 |  | QLD | 10/10 WANTED ONSITE 20/10
14653-01-01 | Global Air Conditioning | Kenmore Baptist Church | ERV2500 | ERVCO | ERV-1 - ERV-4 2500 l/s Energy Recovery Ventilator Unit SA, OA, RA : 2500 l/s Complete with: -75% Efficiency Enthalpy Heat Exchanger -Forward Curve Centrifugal Fans w/ VSD | 2500 l/s Energy Recovery Ventilator Unit | 1 | -1 | 2016-10-04 | 2016-10-07 | 1 | 0 | 15000 |  | QLD | 10/10 WANTED ONSITE 20/10
14653-01-04 | Global Air Conditioning | Kenmore Baptist Church | ERV2500 | ERVCO | ERV-1 - ERV-4 2500 l/s Energy Recovery Ventilator Unit SA, OA, RA : 2500 l/s Complete with: -75% Efficiency Enthalpy Heat Exchanger -Forward Curve Centrifugal Fans w/ VSD | 2500 l/s Energy Recovery Ventilator Unit | 1 | -1 | 2016-10-04 | 2016-10-10 | 1 | 0 | 15000 |  | QLD | 10/10 WANTED ONSITE 20/10
14835-01-01 | Industrial Air (SA) Pty Ltd | PTE Social Club Darwin NT | ACL45RCRTP | RTP | 45 kW Rooftop Packaged Unit with Dual Stage Heating and Cooling SA : 2000 l/s OA : 2000 l/s RA : 2000 l/s | 45 kW Rooftop Packaged Unit | 1 | -1 | 2016-10-06 | 2016-10-17 | 1 | 0 | 31643 |  | INDNT | O/C: REQUIRED DELIVERY 13/10
14755-01-01 | Climatech ACT Pty Ltd | Uni of Canberra Public Hospital | ERV3000 | ERVCO | ERV-1 3000 l/s Energy Recovery Ventilator Unit Options Included: Hot Water Coil Chilled Water Coil EC Plug Fans Corrosion Resistance Treatment Sensible only Heat Exchanger SA : 2750 l/s OA : 2750 l/s RA : 3350 l/s | 3000 l/s Energy Recovery Ventilator Unit | 1 | -1 | 2016-10-13 | 2016-10-12 | 1 | 0 | 28350 |  | NSW
14814-01-01 | Orica | Orica Yarwum Lab | ACDHUM6-D | DEHUM | Laboratory Preconditioner - 175 kW Capacity - 2 off Reverse Cycle VSD compressors - CR Treated coils - Stainless Steel drain tray - PIR Sandwich Panel Cabinet - EC Plug Supply Fans - EC Axial Fans - Proprietary heat exchanger - G4 50 mm Panel Prefilter, F7 Deep Bed Filter - Proprietary Controller | ACDHUM6-D | 1 | -1 | 2016-10-14 | 2016-11-02 | 1 | 0 | 116320 |  | QLD
14843-01-01 | Essential Air Conditioning | 605 Lonsdale St (The Fifth Apartments) | ERV2500 | ERVCO | HRV-POOL 2500 l/s Energy Recovery Ventilator Unit c/w: 80% Efficient Sensible Only Counterflow Plate Heat Exchanger, Tropic Proof Anti Corrosion Resistant, HHW Coil, EC Plug Fan (and CPG Speed Controllers), Special Construct Single Sided Access SA : 2500 l/s @ 350Pa ESP OA : 2500 l/s RA : 2500 l/s @ 350Pa ESP | 2500 l/s Energy Recovery Ventilator Unit | 1 | -1 | 2016-10-17 | 2016-10-14 | 1 | 0 | 20187 |  | VIC
14852-02-01 | Industrial Air (SA) Pty Ltd | Sino Iron Operations Supply Base | ACDHUM1-D | DEHUM | Air Change Dehumidification Unit SA: 720 lps OA: 720 lps | ACDHUM1-D | 1 | -1 | 2016-10-18 | 2016-10-28 | 1 | 0 | 38291 |  | INDWA
14852-01-01 | Industrial Air (SA) Pty Ltd | Sino Iron Operations Supply Base | ACDHUM2-D | DEHUM |  | ACDHUM2-D | 1 | -1 | 2016-10-18 | 2016-10-31 | 1 | 0 | 43131 |  | INDWA
14898-01-01 | Fraser & Mountain Group Pty Ltd | 103a Princess St, Kew | ERV1000 | ERVCO | 1000 l/s Energy Recovery Ventilator Unit c/w EC Plug Fans, CPG Constant Volume Fan Speed Controllers, HHW Coil, Full Tropic Corrosion Treatment and 80% Efficient Sensible Only Heat Exchanger. SA : 880 l/s @ 300Pa ESP OA : 880 l/s RA : 880 l/s @ 200Pa ESP | 1000 l/s Energy Recovery Ventilator Unit | 1 | -1 | 2016-10-20 | 2016-10-25 | 1 | 0 | 12435 |  | VIC
14860-01-01 | Cri-tech Plumbing Services Pty Ltd | Monivae College | ERV8000 | ERVCO | 8000 l/s Energy Recovery Ventilator Unit c/w EC Plug Fans, HHW Coil, Tropic Proof Corrosion Resistant Coatings and Sensible Only Heat Exchanger. SA : 8000 l/s OA : 8000 l/s RA : 8000 l/s | 8000 l/s Energy Recovery Ventilator Unit | 1 | -1 | 2016-10-20 | 2016-10-21 | 1 | 0 | 44630 |  | VIC | O/C: REQUESTED DELIVERY: 20/9
14880-01-01 | N&J Dahl Air Conditioning | Ngunnawahl Clubhouse | ACPP1700 | PP | 1700 l/s PoolPac Unit with Single Stage Heating and Cooling. Options included: Soft start for compressor SA : 1700 l/s OA : 1700 l/s RA : 1700 l/s | 1700 l/s PoolPac Unit | 1 | -1 | 2016-10-26 | 2016-10-31 | 1 | 0 | 37809 |  | NSW | 7/9 EMAIL FROM CLIENT: REQUESTED MID OCTOBER
14879-01-01 | Cold Rae Pty Ltd | ARV Woolooware Bay Pool | ACPP2000 | PP | 2000 l/s PoolPac Unit with Dual Stage Heating and Cooling SA : 1980 l/s OA : 1980 l/s RA : 2100 l/s | 2000 l/s PoolPac Unit | 1 | -1 | 2016-10-26 | 2016-10-27 | 1 | 0 | 44343 |  | NSW
14661-01-01 | Baratech Pty Ltd | Arc by Crown | ACPP1200 | PP | 1200 l/s PoolPac Unit with Single Stage Heating and Cooling SA : 1200 l/s OA : 1200 l/s RA : 1200 l/s | 1200 l/s PoolPac Unit | 1 | -1 | 2016-10-31 | 2016-10-28 | 1 | 0 | 31642 |  | NSW | 16/11 DEL DATE TO TBC BY CUST, ADDRESS ON FILE
14872-01-01 | Air Extreme Air Conditioning Pty Ltd | Willowdale Retirement Village | ACPP1400 | PP | PAC-1 1400 l/s PoolPac Unit with Single Stage Heating and Cooling Option included: SS drip tray. SA : 1400 l/s OA : 1400 l/s RA : 1400 l/s | 1400 l/s PoolPac Unit | 1 | -1 | 2016-10-31 | 2016-10-28 | 1 | 0 | 33009 |  | NSW | O/C: REQUESTED ASAP
14594-04-01 | Climatech ACT Pty Ltd | DSS Canberra | ERV3500 | ERVCO | 3500 l/s Energy Recovery Ventilator Unit THRU-5-4 Options Included: Sensible only heat exchanger Hot water coil SA : 3270 l/s RA : 3270 l/s OA : 3270 l/s | 3500 l/s Energy Recovery Ventilator Unit | 1 | -1 | 2016-11-01 | 2016-11-01 | 1 | 0 | 24212 |  | NSW | 02/11 PARI TO CONFIRM DELIVERY DETAILS & PAYMENT
14870-01-01 | Industrial Air (SA) Pty Ltd | Griffiths Hospital | ACPP1400 | PP | 1400 l/s PoolPac Unit with Single Stage Heating and Cooling SA : 1400 l/s OA : 1400 l/s RA : 1400 l/s | 1400 l/s PoolPac Unit | 1 | -1 | 2016-11-01 | 2016-11-10 | 1 | 0 | 29806 |  | INDSA | 10/11 UNIT WANTED 29/11
14594-03-01 | Climatech ACT Pty Ltd | DSS Canberra | ERV3500 | ERVCO | 3500 l/s Energy Recovery Ventilator Unit THRU-5-3 Options Included: Sensible only heat exchanger Hot water coil SA : 3460 l/s RA : 3460 l/s OA : 3460 l/s | 3500 l/s Energy Recovery Ventilator Unit | 1 | -1 | 2016-11-01 | 2016-11-02 | 1 | 0 | 24212 |  | NSW | 02/11 PARI TO CONFIRM DELIVERY DETAILS & PAYMENT
14885-01-01 | Coldflow Mechanical Pty Ltd | Kubix Apartments | ACPP2300 | PP | Pool A/C 2300 l/s PoolPac Unit with 52kW Dual Stage Heating and Cooling, EC Plug Fans, CPG Constant Speed Fan Controllers, 50mm PIR Coolroom Panel Construction (R=2.63) and 80% Efficient Non Metallic Counterflow Heat Exchanger SA : 2300 l/s @ 400Pa ESP OA : 2300 l/s RA : 2300 l/s @ 400Pa ESP | 2300 l/s PoolPac Unit | 1 | -1 | 2016-11-01 | 2016-11-15 | 1 | 0 | 36600 |  | VIC | 16/11 VIC TO CONFIRM DEL DETAILS, 22/11 STILL CHASING
14594-02-01 | Climatech ACT Pty Ltd | DSS Canberra | ERV3000 | ERVCO | 3000 l/s Energy Recovery Ventilator Unit THRU-5-2 Options included : Sensible only heat exchanger Hot water coil SA : 2910 l/s RA : 2910 l/s OA : 2910 l/s | 3000 l/s Energy Recovery Ventilator Unit | 1 | -1 | 2016-11-01 | 2016-11-03 | 1 | 0 | 23805 |  | NSW | 02/11 PARI TO CONFIRM DELIVERY DETAILS & PAYMENT
14594-01-01 | Climatech ACT Pty Ltd | DSS Canberra | ERV2500 | ERVCO | 2500 l/s Energy Recovery Ventilator Unit THRU-5-1 Options included: Sensible only heat exchanger Hot water coil SA : 2350 l/s RA : 2350 l/s OA : 2350 l/s | 2500 l/s Energy Recovery Ventilator Unit | 1 | -1 | 2016-11-01 | 2016-11-01 | 1 | 0 | 20421 |  | NSW | 02/11 PARI TO CONFIRM DELIVERY DETAILS & PAYMENT
14897-01-02 | Hinterland Air | Xavier College | ACL82RCRTP-EC | RTP | 82 kW Rooftop Packaged Unit with Dual Stage Heating and Cooling SA : 3500 l/s; OA : 2625 l/s; RA : 3500 l/s PAC-1, PAC-2 Includes: - 75% Total efficiency Enthalpy heat Exchanger - Double-skinned 50mm PIR Sandwich Panel Cabinet - Corrosion Treated Coils - AC Plug Fans c/w Composite Impellers, factory fitted VSD and Air Volume Controller. Vinyl anti-corrosion paint to internal surfaces of Cabinet - Vibration Isolated Fan Mounts - Economy Cycle - Bypass Dampers - Can be utilised for pull-down cycle or CO2 control (CO2 sensors by others) - Functionality wired to a terminal strip for control by others Full Day Manufacturers Commissioning Assistance - incl travel and 6 hours onsite | 82 kW Rooftop Packaged Unit With Economy Cycle | 1 | -1 | 2016-11-02 | 2016-11-15 | 1 | 0 | 46250 |  | QLD | 19/10 UNIT WANTED ONSITE 14/11
14897-01-01 | Hinterland Air | Xavier College | ACL82RCRTP-EC | RTP | 82 kW Rooftop Packaged Unit with Dual Stage Heating and Cooling SA : 3500 l/s; OA : 2625 l/s; RA : 3500 l/s PAC-1, PAC-2 Includes: - 75% Total efficiency Enthalpy heat Exchanger - Double-skinned 50mm PIR Sandwich Panel Cabinet - Corrosion Treated Coils - AC Plug Fans c/w Composite Impellers, factory fitted VSD and Air Volume Controller. Vinyl anti-corrosion paint to internal surfaces of Cabinet - Vibration Isolated Fan Mounts - Economy Cycle - Bypass Dampers - Can be utilised for pull-down cycle or CO2 control (CO2 sensors by others) - Functionality wired to a terminal strip for control by others Full Day Manufacturers Commissioning Assistance - incl travel and 6 hours onsite | 82 kW Rooftop Packaged Unit With Economy Cycle | 1 | -1 | 2016-11-02 | 2016-11-14 | 1 | 0 | 46250 |  | QLD | 19/10 UNIT WANTED ONSITE 14/11
14890-01-01 | BSA Advanced Property Solutions (ECR) Pty Ltd | Junee Aquatic Centre | ERV7000 | ERVCO | AHU-P 7000 l/s Energy Recovery Ventilator Unit Options included: Sensible heat exchanger Hot water coil EC Plug fans Corrosion resistance features Preheat hot water coil SA : 6100 l/s OA : 6100 l/s RA : 7000 l/s | 7000 l/s Energy Recovery Ventilator Unit | 1 | -1 | 2016-11-04 | 2016-11-07 | 1 | 0 | 37958 |  | NSW | 10/11 WANTED ON-SITE 21/11
14836-01-01 | Scarborough Building Pty Ltd | Taren Point Swim School | ACPP5000 | PP | 5000 l/s PoolPac Plus Unit with Dual Stage Heating and Cooling and Heat Pump Combined unit. SA : 5000 l/s OA : 5000 l/s RA : 5000 l/s | 5000 l/s PoolPac Unit | 1 | -1 | 2016-11-04 | 2017-04-04 | 1 | 0 | 170300 |  | NSW
14915-01-01 | Endeavour Air Conditioning | Kiama House | ACPP750 | PP | ACU-POOL 750 l/s PoolPac Unit with Single Stage Heating and Cooling SA : 750 l/s @ 150Pa ESP OA : 750 l/s RA : 750 l/s | 750 l/s PoolPac Unit | 1 | -1 | 2016-11-11 | 2016-12-02 | 1 | 0 | 21000 |  | NSW
14907-01-01 | J. Sainsbury & Co. (ACT) Pty. Ltd. | New Zealand Embassy | ERV5000 | ERVCO | AHU-1 5000 l/s Energy Recovery Ventilator Unit Options Included: Sensible Heat Exchanger Economy Cycle EC Plug Fans SA : 5000 l/s OA : 5000 l/s RA : 5000 l/s | 5000 l/s Energy Recovery Ventilator Unit | 1 | -1 | 2016-11-14 | 2016-11-08 | 1 | 0 | 45496 |  | NSW | 10/11 WANTED ON-SITE 22/11
14901-01-03 | Industrial Air (SA) Pty Ltd | Flinders Medical Centre - Older Persons Mental Health & Rehab Buildings | ERV2000 | ERVCO | 2000 l/s Energy Recovery Ventilator Unit SA : 2000 l/s OA : 2000 l/s RA : 2000 l/s | 2000 l/s Energy Recovery Ventilator Unit | 1 | -1 | 2016-11-17 | 2016-11-16 | 1 | 0 | 21857 |  | INDSA | 16/11 MOIRA TO PROVIDE DELIVERY ADDRESS
14901-01-01 | Industrial Air (SA) Pty Ltd | Flinders Medical Centre - Older Persons Mental Health & Rehab Buildings | ERV2000 | ERVCO | 2000 l/s Energy Recovery Ventilator Unit SA : 2000 l/s OA : 2000 l/s RA : 2000 l/s | 2000 l/s Energy Recovery Ventilator Unit | 1 | -1 | 2016-11-17 | 2016-11-15 | 1 | 0 | 21857 |  | INDSA | 16/11 MOIRA TO PROVIDE DELIVERY ADDRESS
14901-01-02 | Industrial Air (SA) Pty Ltd | Flinders Medical Centre - Older Persons Mental Health & Rehab Buildings | ERV2000 | ERVCO | 2000 l/s Energy Recovery Ventilator Unit SA : 2000 l/s OA : 2000 l/s RA : 2000 l/s | 2000 l/s Energy Recovery Ventilator Unit | 1 | -1 | 2016-11-17 | 2016-11-15 | 1 | 0 | 21857 |  | INDSA | 16/11 MOIRA TO PROVIDE DELIVERY ADDRESS
14913-01-01 | Red Sea Housing Services | Temporary Operating Theatre LAE PNG | ACS16RCRTP | RTP | Air Change Single Stage Packaged Unit OA - 250l/s; RA - 640l/s; SA - 640l/s Includes: - 75% Total efficiency Enthalpy heat Exchanger - Double-skinned 50mm PIR Sandwich Panel Cabinet - Corrosion Treated Coils - EC Plug Fans - Single compressor with capacity control - Fixed return air bypass dampers - Hot Gas Reheat Coil - modulating control Price is ex. Factory (Sydney) | 16 kW Rooftop Packaged Unit | 1 | -1 | 2016-11-23 | 2016-12-08 | 1 | 0 | 31500 |  | QLD | 17/10 SHIP WITHOUT GAS
14513-03-01 | BSA Advanced Property Solutions (NSW&ACT) Pty Ltd | NACC RAAF Base Williamtown R8000 | ERV550 | ERVCO | AHU-01-12 550 l/s Energy Recovery Ventilator Unit Options included: sensible heat exchanger chilled water coil hot water coil EC Plug fans SS drain tray SA : 465 l/s OA : 465 l/s RA : 465 l/s | 550 l/s Energy Recovery Ventilator Unit | 1 | -1 | 2016-11-24 | 2016-11-15 | 1 | 0 | 11291 |  | NSW | EMAIL 9/9: REQUIRED LATE NOV
14513-02-01 | BSA Advanced Property Solutions (NSW&ACT) Pty Ltd | NACC RAAF Base Williamtown R8000 | ERV1500 | ERVCO | AHU-01-10 1500 l/s Energy Recovery Ventilator Unit Options included: sensible heat exchanger chilled water coil hot water coil EC Plug fans SS drain tray SA : 1185 l/s OA : 1185 l/s RA : 1425 l/s | 1500 l/s Energy Recovery Ventilator Unit | 1 | -1 | 2016-11-24 | 2016-11-15 | 1 | 0 | 15784 |  | NSW | EMAIL 9/9: REQUIRED LATE NOV
14513-07-01 | BSA Advanced Property Solutions (NSW&ACT) Pty Ltd | NACC RAAF Base Williamtown R8000 | ERV4000 | ERVCO | AHU-01-30 4000 l/s Energy Recovery Ventilator Unit Options included: sensible heat exchanger RABP/ economy cycle dampers chilled water coil hot water coil EC Plug fans SS drain tray SA : 3905 l/s OA : 1770-3905 l/s RA : 1645-3780 l/s | 4000 l/s Energy Recovery Ventilator Unit | 1 | -1 | 2016-11-24 | 2016-11-21 | 1 | 0 | 45242 |  | NSW | EMAIL 9/9: REQUIRED LATE NOV
14513-01-01 | BSA Advanced Property Solutions (NSW&ACT) Pty Ltd | NACC RAAF Base Williamtown R8000 | ERV2500 | ERVCO | AHU-01-07 2500 l/s Energy Recovery Ventilator Unit Options included: Sensible heat exchanger chilled water coil hot water coil EC Plug fans SS drain tray SA : 1560 l/s OA : 1560 l/s RA : 2150 l/s | 2500 l/s Energy Recovery Ventilator Unit | 1 | -1 | 2016-11-24 | 2016-11-15 | 1 | 0 | 26690 |  | NSW | EMAIL 9/9: REQUIRED LATE NOV
14513-08-01 | BSA Advanced Property Solutions (NSW&ACT) Pty Ltd | NACC RAAF Base Williamtown R8000 | ERV1000 | ERVCO | AHU-01-31 1000 l/s Energy Recovery Ventilator Unit Options included: sensible heat exchanger chilled water coil hot water coil EC Plug fans SS drain tray SA : 920 l/s OA : 920 l/s RA : 920 l/s | 1000 l/s Energy Recovery Ventilator Unit | 1 | -1 | 2016-11-24 | 2016-11-21 | 1 | 0 | 13135 |  | NSW | EMAIL 9/9: REQUIRED LATE NOV
14866-01-01 | Advanced Air Conditioning Pty Ltd | ALDI Drewvale | ACDHUM2-D | DEHUM | 1275L/s DX Preconditioner per ALDI Spec Complete With: - 80% Sensible Only Heat Exchanger - 56kW VSD Compressor - Roof Mounted Condenser - Stainless Steel Drain Trays - Corrosion Treated Coils - EC Plug Fans - Supply Air Volume Controller - Integrated time-clock and special controls per ALDI standard - 3 off field devices to be fitted in store by electrical trade (2 CO2 and 1 Enthalpy Sensor) - Deep Bed Filters - Half Day Commissioning Assistance Incl. Travel | ACDHUM2-D | 1 | -1 | 2016-11-28 | 2016-11-17 | 1 | 0 | 53800 |  | QLD | 22/11/2016 MMM - UNIT WANTED LATE DEC
14950-01-01 | IdealAir MAJOR AIR PTY LTD | Friends Health (Pool) | ACPP4200 | PP | 4200 l/s PoolPac Unit with Dual Stage Heating c/w Heating Only, EC Plug Fans, CPG Fans Speed Controllers, 50mm Pyrotek lining applied to both SA and EA chambers, compressor acoustic jackets (Danfoss OEM product) SA : 4200 l/s OA : 4200 l/s RA : 4200 l/s | 4200 l/s PoolPac Unit | 1 | -1 | 2016-12-05 | 2016-12-06 | 1 | 0 | 53000 |  | MAJ
14959-01-01 | Eagle Air Conditioning Pty Ltd | Summit Care Baulkham Hills | ACL52RCRTP-EC | RTP | 52 kW Rooftop Packaged Unit with Dual Stage Heating and Cooling HRU-2.1 Option(s) : Economy Cycle Sensible Only Heat Exchangers High Static Fans SA & OA : 2300 l/s EA : 2300 l/s | 52 kW Rooftop Packaged Unit With Economy Cycle | 1 | -1 | 2016-12-12 | 2016-12-05 | 1 | 0 | 41298 |  | NSW
14960-01-01 | Rival Air Pty Ltd | Bolte Recreational Facility | ACPP4200 | PP | AHU-GF-01 4200 l/s PoolPac Unit with Variable Heating and Cooling Included Options: EC Plug Fans, VSD Compressor and CPG Constant Volume Fan Speed Controllers SA : 4200 l/s OA : 4200 l/s RA : 4200 l/s Condenser make-up air: 3000l/s EA: 7200/s | 4200 l/s PoolPac Unit | 1 | -1 | 2016-12-12 | 2016-12-13 | 1 | 0 | 59856 |  | VIC
14959-03-01 | Eagle Air Conditioning Pty Ltd | Summit Care Baulkham Hills | ACL70RCRTP-EC | RTP | 70 kW Rooftop Packaged Unit with Dual Stage Heating and Cooling HRU-R.2 & HRU-R.3 Option(s) : Economy Cycle Sensible Only Heat Exchangers High Static Fans SA & OA: 3200 l/s EA : 3200 l/s | 70 kW Rooftop Packaged Unit With Economy Cycle | 1 | -1 | 2016-12-12 | 2016-12-10 | 1 | 0 | 49427 |  | NSW
14959-03-02 | Eagle Air Conditioning Pty Ltd | Summit Care Baulkham Hills | ACL70RCRTP-EC | RTP | 70 kW Rooftop Packaged Unit with Dual Stage Heating and Cooling HRU-R.2 & HRU-R.3 Option(s) : Economy Cycle Sensible Only Heat Exchangers High Static Fans SA & OA: 3200 l/s EA : 3200 l/s | 70 kW Rooftop Packaged Unit With Economy Cycle | 1 | -1 | 2016-12-12 | 2016-12-12 | 1 | 0 | 49427 |  | NSW
14959-02-01 | Eagle Air Conditioning Pty Ltd | Summit Care Baulkham Hills | ACS23RCRTP-EC | RTP | 23 kW Rooftop Packaged Unit with Single Stage Heating and Cooling HRU-R.1 Option(s) : Economy Cycle Sensible Only Heat Exchangers High Static Fans SA & OA: 1100 l/s EA : 1100 l/s | 23 kW Rooftop Packaged Unit With Economy Cycle | 1 | -1 | 2016-12-12 | 2016-12-06 | 1 | 0 | 24029 |  | NSW
14513-05-01 | BSA Advanced Property Solutions (NSW&ACT) Pty Ltd | NACC RAAF Base Williamtown R8000 | ERV1500 | ERVCO | AHU-01-17 1500 l/s Energy Recovery Ventilator Unit Options included: sensible heat exchanger chilled water coil hot water coil EC Plug fans SS drain tray SA : 1440 l/s OA : 1440 l/s RA : 1440 l/s | 1500 l/s Energy Recovery Ventilator Unit | 1 | -1 | 2016-12-15 | 2016-12-16 | 1 | 0 | 15784 |  | NSW | EMAIL 9/9: REQUIRED DEC/JAN
14513-09-01 | BSA Advanced Property Solutions (NSW&ACT) Pty Ltd | NACC RAAF Base Williamtown R8000 | ERV550 | ERVCO | AHU-01-37 550 l/s Energy Recovery Ventilator Unit Options included: sensible heat exchanger chilled water coil hot water coil EC Plug fans SS drain tray SA : 340 l/s OA : 340 l/s RA : 480 l/s | 550 l/s Energy Recovery Ventilator Unit | 1 | -1 | 2016-12-15 | 2016-12-09 | 1 | 0 | 11291 |  | NSW | EMAIL 9/9: REQUIRED DEC/JAN
14513-10-01 | BSA Advanced Property Solutions (NSW&ACT) Pty Ltd | NACC RAAF Base Williamtown R8000 | ERV2500 | ERVCO | AHU-01-43 2500 l/s Energy Recovery Ventilator Unit Options included: sensible heat exchanger chilled water coil hot water coil EC Plug fans SS drain tray SA : 1180 l/s OA : 1180 l/s RA : 2270 l/s | 2500 l/s Energy Recovery Ventilator Unit | 1 | -1 | 2016-12-15 | 2016-12-12 | 1 | 0 | 26690 |  | NSW | EMAIL 9/9: REQUIRED DEC/JAN
14513-04-01 | BSA Advanced Property Solutions (NSW&ACT) Pty Ltd | NACC RAAF Base Williamtown R8000 | ERV2500 | ERVCO | AHU-01-16 2500 l/s Energy Recovery Ventilator Unit Options included: sensible heat exchanger chilled water coil hot water coil EC Plug fans SS drain tray SA : 1885 l/s OA : 1885 l/s RA : 2255 l/s | 2500 l/s Energy Recovery Ventilator Unit | 1 | -1 | 2016-12-15 | 2016-12-14 | 1 | 0 | 26690 |  | NSW | EMAIL 9/9: REQUIRED DEC/JAN
14513-06-01 | BSA Advanced Property Solutions (NSW&ACT) Pty Ltd | NACC RAAF Base Williamtown R8000 | ERV4500 | ERVCO | AHU-01-23 4500 l/s Energy Recovery Ventilator Unit Options included: sensible heat exchanger RABP/ economy cycle dampers chilled water coil hot water coil EC Plug fans SS drain tray SA : 4125 l/s OA : 1290 - 4125 l/s RA : 1120-3955 l/s | 4500 l/s Energy Recovery Ventilator Unit | 1 | -1 | 2016-12-15 | 2016-12-16 | 1 | 0 | 51986 |  | NSW | EMAIL 9/9: REQUIRED DEC/JAN
14991-01-01 | GMR Mechanical Services Pty Ltd | Homewood ACF | ACPP750 | PP | 750 l/s PoolPac Unit with Single Stage Heating and Cooling. SA : 750 l/s OA : 750 l/s RA : 750 l/s Condenser make-up air: 450 l/s EA : 1200 l/s | 750 l/s PoolPac Unit | 1 | -1 | 2016-12-16 | 2016-12-15 | 1 | 0 | 17588 |  | VIC | UNIT IS NEEDED ASAP. THE SOONER THE BETTER :)
15006-01-01 | Alfatech Vestasia Pte Ltd | Cleanroom RFP Singapore | MCU1000 |  |  | Precise Control Unit 1000 l/s Hybrid CWC + DX | 1 | -1 | 2016-12-17 | 2016-12-22 | 1 | 0 | 37664.7834 |  | SEA
15003-01-01 | Batec Air Conditioning | Holiday Inn | ACL70RCRTP-EC | RTP | 63 kW Rooftop Packaged Unit with Variable Heating and Cooling SA : 3700 l/s; OA : 3700 l/s; RA : 3700 l/s Unit Includes: - 75% Total efficiency Enthalpy heat Exchanger - Double-skinned 50mm PIR Sandwich Panel Cabinet - Corrosion Treated Coils - EC Plug Fans - Economy Cycle - VSD compressor (63 kW) - Staged Reheat Coil - Manufacturers Commissioning Assistance | 70 kW Rooftop Packaged Unit With Economy Cycle | 1 | -1 | 2016-12-19 | 2017-01-19 | 1 | 0 | 60000 |  | QLD
15003-01-02 | Batec Air Conditioning | Holiday Inn | ACL70RCRTP-EC | RTP | 63 kW Rooftop Packaged Unit with Variable Heating and Cooling SA : 3700 l/s; OA : 3700 l/s; RA : 3700 l/s Unit Includes: - 75% Total efficiency Enthalpy heat Exchanger - Double-skinned 50mm PIR Sandwich Panel Cabinet - Corrosion Treated Coils - EC Plug Fans - Economy Cycle - VSD compressor (63 kW) - Staged Reheat Coil - Manufacturers Commissioning Assistance | 70 kW Rooftop Packaged Unit With Economy Cycle | 1 | -1 | 2016-12-19 | 2017-01-19 | 1 | 0 | 60000 |  | QLD
14945-01-01 | Flowtech AC | Alphapharm | ACDHUM8-W | DEHUM | DH1-OA 5000 l/s CHW Preconditioner complete with - Dual CHW Coils - Headers to each side of unit - EC Plug Supply Fans - Proprietary Controls - HLI via Modbus TCP if required - Weatherproof Double Skin PIR Sandwich Panel - Galvanised Channel Base Frame - Integrated Proprietary 80% Eff Sensible HX - G4 Panel and F5 Deep Bed Filters - FIS Brisbane Half Day Commissioning Assistance | ACDHUM8-W | 1 | -1 | 2016-12-20 | 2017-01-23 | 1 | 0 | 53500 |  | QLD
14948-01-01 | Dewpoint Air | Oral Health Wooloongabba | ACDHUM5-D | DEHUM | ADHUM-1 600-3500 l/s DX Preconditioner Dual VSD compressors EC Plug Supply Fans EC Axial Fans Proprietary control system - requires enable and fan speed reference Corrosion treated coils Packaged Condenser Integrated Proprietary Sensible Plate HX Integrated Panel + Deep Bed Filters Half Day Manufacturers commissioning assistance 12 Months Parts and Labour Warranty (subject to manufacturers T&C's) | ACDHUM5-D | 1 | -1 | 2016-12-20 | 2017-02-08 | 1 | 0 | 68000 |  | QLD | 09/02 WAITING ON DELIVERY DATE FROM QLD
14951-01-01 | A1 Cooling Pty Ltd | Simpson Farms Bundaberg | ACDHUM3-D | DEHUM | 1800 l/s DX preconditioner including - Dual VSD compressors - Dual EC Plug fans capable of 600 Pa Supply Duct Static - EC Axial condenser fans - Sandwich Panel Weatherproof Cabinet - Proprietary Controls | ACDHUM3-D | 1 | -1 | 2016-12-21 | 2017-01-10 | 1 | 0 | 68250 |  | QLD
14958-01-01 | Value Added Construction Pty Ltd | Atherton Hospital AC Upgrade | ACDHUM4-D | DEHUM | 2700 L/s DX Preconditioner Complete with: - 80% efficient sensible-only heat exchanger - VSD compressors - Rooftop Mounted Condenser - Stainless Steel drain trays - Corrosion treated coils - EC plug fans - Supply air volume controller - Factory controls package incl. time scheduling - Deep bed filters | ACDHUM4-D | 1 | -1 | 2016-12-22 | 2017-01-30 | 1 | 0 | 80650 |  | QLD
14946-01-01 | General Air | TSS Library and Auditorium | ACL82RCRTP-EC | RTP | 82 kW Rooftop Packaged Unit with Heating and Cooling AC-1 SA : 3700 l/s; OA : 1600 l/s; RA : 1600 l/s Includes: - 75% Total efficiency Enthalpy heat Exchanger - Double-skinned 50mm PIR Sandwich Panel Cabinet - Corrosion Treated Coils - EC Plug Fans - Economy Cycle - Bypass Dampers - Can be utilised for pull-down cycle or CO2 control - VSD compressor - Manufacturers Commissioning Assistance Functionality wired to a terminal strip for controls by others. For factory controls package please see notes below * | 82 kW Rooftop Packaged Unit With Economy Cycle | 1 | -1 | 2017-01-06 | 2017-02-08 | 1 | 0 | 53270 |  | QLD | 09/02 UNIT NOT WANTED UNTIL 1ST WEEK OF MARCH
14997-03-01 | Cutuli Electrical | RG Tanna | ACS23RCRTP | RTP | 23 kW Rooftop Packaged Unit with Single Stage Heating and Cooling SA : 1100 l/s OA : 1100 l/s RA : 1100 l/s | 23 kW Rooftop Packaged Unit | 1 | -1 | 2017-01-10 | 2017-02-24 | 1 | 0 | 21800 |  | QLD
14997-04-01 | Cutuli Electrical | RG Tanna | ACS27RCRTP | RTP | 27 kW Rooftop Packaged Unit with Single Stage Heating and Cooling SA : 1200 l/s OA : 1200 l/s RA : 1200 l/s | 27 kW Rooftop Packaged Unit | 1 | -1 | 2017-01-10 | 2017-02-27 | 1 | 0 | 24100 |  | QLD
14987-01-01 | Capricorn - SOLUTIONS IN AIR MOVEMENT 2 PTY LTD | The Ville | ERV3000 | ERVCO | 3200 l/s Energy Recovery Ventilator Unit SA : 3200 l/s; OA : 1000 l/s; RA : 3200 l/s - 50mm PIR sandwich panel casing - 75% Efficient enthalpy heat-exchanger - EC Plug supply and exhaust fans - Modulating return air bypass dampers including provision for CO2 control by others. - Chilled water cooling coil - Corrosion treated | 3000 l/s Energy Recovery Ventilator Unit | 1 | -1 | 2017-01-10 | 2017-02-03 | 1 | 0 | 20700 |  | CAP
14987-01-02 | Capricorn - SOLUTIONS IN AIR MOVEMENT 2 PTY LTD | The Ville | ERV3000 | ERVCO | 3200 l/s Energy Recovery Ventilator Unit SA : 3200 l/s; OA : 1000 l/s; RA : 3200 l/s - 50mm PIR sandwich panel casing - 75% Efficient enthalpy heat-exchanger - EC Plug supply and exhaust fans - Modulating return air bypass dampers including provision for CO2 control by others. - Chilled water cooling coil - Corrosion treated | 3000 l/s Energy Recovery Ventilator Unit | 1 | -1 | 2017-01-10 | 2017-02-03 | 1 | 0 | 20700 |  | CAP
14997-01-01 | Cutuli Electrical | RG Tanna | ACL65RCRTP-EC | RTP | 65 kW Rooftop Packaged Unit with Dual Stage Heating and Cooling Option(s) : Economy Cycle SA : 2800 l/s OA : 2800 l/s RA : 2800 l/s | 65 kW Rooftop Packaged Unit With Economy Cycle | 1 | -1 | 2017-01-10 | 2017-02-14 | 1 | 0 | 42400 |  | QLD | 15/02 4 UNITS WANTED IN MARCH, INVOICE WHAT IS READY IN FEB
14997-02-01 | Cutuli Electrical | RG Tanna | ACL70RCRTP-EC | RTP | 70 kW Rooftop Packaged Unit with Dual Stage Heating and Cooling Option(s) : Economy Cycle SA : 3200 l/s OA : 3200 l/s RA : 3200 l/s | 70 kW Rooftop Packaged Unit With Economy Cycle | 1 | -1 | 2017-01-10 | 2017-02-15 | 1 | 0 | 45600 |  | QLD | 16/02 INVOICE WHAT IS READY IN FEB
14987-01-03 | Capricorn - SOLUTIONS IN AIR MOVEMENT 2 PTY LTD | The Ville | ERV3000 | ERVCO | 3200 l/s Energy Recovery Ventilator Unit SA : 3200 l/s; OA : 1000 l/s; RA : 3200 l/s - 50mm PIR sandwich panel casing - 75% Efficient enthalpy heat-exchanger - EC Plug supply and exhaust fans - Modulating return air bypass dampers including provision for CO2 control by others. - Chilled water cooling coil - Corrosion treated | 3000 l/s Energy Recovery Ventilator Unit | 1 | -1 | 2017-01-10 | 2017-02-06 | 1 | 0 | 20700 |  | CAP
15042-01-01 | Industrial Air (SA) Pty Ltd | TQEH Theatre U/G | ACDHUM4-LD | DEHUM |  | ACDHUM4-LD | 1 | -1 | 2017-01-12 | 2017-01-20 | 1 | 0 | 90600
15002-01-01 | Arctic Cold Refrigeration Sales & Service Pty Ltd | Coles Bundaberg | ACL65RCRTP | RTP | 65 kW Rooftop Packaged Unit with Dual Stage Heating and Cooling SA : 3700 l/s; OA : 450 l/s; RA : 3700 l/s - 75% Total efficiency Enthalpy heat Exchanger - Double-skinned 50mm PIR Sandwich Panel Cabinet - Corrosion Treated Coils - Forward Curve Centrifugal Fans C/W VSD and upgraded motor - Pull-down cycle - Economy Cycle (can be operated as night purge) | 65 kW Rooftop Packaged Unit | 1 | -1 | 2017-01-13 | 2017-02-09 | 1 | 0 | 41800 |  | QLD | 20/12 TO BE ONSITE 1ST WEEK OF FEB 2017
15023-01-01 | Kirby HVAC&R Pty Ltd | Arawa Operating Theatre | ACDHUM2-D | DEHUM | 600 L/s DX Preconditioner Complete with: Air Change Dehumidification Unit - 80% efficient sensible-only heat exchanger - VSD compressors - 2 off 48kW for 100% redundancy - 2 off Remote Condenser - Stainless Steel drain trays - Corrosion treated coils - EC plug fans - Supply air volume controller - Factory controls package incl. time scheduling - Deep bed filters | ACDHUM2-D | 1 | -1 | 2017-01-13 | 2017-02-22 | 1 | 0 | 64080 |  | QLD
15027-01-01 | Hiflow Industries Projects Pty Ltd | McQuoin Park Aged Care - Chapel Unit | ACS16RCRTP-EC | RTP | 16 kW Rooftop Packaged Unit with Single Stage Heating and Cooling Options : Economy Cycle SA : 585 l/s OA : 585 l/s RA : 585 l/s | 16 kW Rooftop Packaged Unit With Economy Cycle | 1 | -1 | 2017-01-20 | 2017-02-09 | 1 | 0 | 22746 |  | NSW | 16/02 WAITING ON NEW DELIVERY DATE
15034-01-01 | Conte Services | Banyule City Council (The Centre Ivanhoe STAGE 2) | ACL52RCRTP-EC | RTP | AC MR.1 52 kW Rooftop Packaged Unit with Dual Stage Heating and Cooling Option(s) : Economy Cycle, EC Plug Fans SA : 2700 l/s OA : 1350 l/s + 1500 l/s Cond Makeup RA : 2700 l/s EA : 1350 l/s + 1500 l/s Cond Makeup | 52 kW Rooftop Packaged Unit With Economy Cycle | 1 | -1 | 2017-01-23 | 2017-01-31 | 1 | 0 | 45413 |  | VIC | 19/12 WANTED ONSITE 23/01 FOR SHUT DOWN
15019-02-01 | Alpine Refrigeration (QLD) P/L | Toowoomba City Hall | ERV3500-EC | ERVCO | 3500 l/s Energy Recovery Ventilator Unit SA : 3500 l/s; OA : 1335 l/s; RA : 3500 l/s AHU-4 Includes: - 50mm PIR sandwich panel casing - 75% Efficient enthalpy heat-exchanger - Direct drive EC Plug Supply and Exhaust fans - Modulating OA and RA Bypass dampers for use in Economy Cycle and CO2 Control - Chilled water cooling coil (reverse cycle heating) - Corrosion treated - Service Lights | 3500 l/s Energy Recovery Ventilator Unit With EC | 1 | -1 | 2017-01-24 | 2017-02-24 | 1 | 0 | 25900 |  | QLD
15019-01-03 | Alpine Refrigeration (QLD) P/L | Toowoomba City Hall | ERV2500-EC | ERVCO | 2500 l/s Energy Recovery Ventilator Unit SA : 2400 l/s OA : 1500 l/s; RA : 2400 l/s AHU 1-3 Includes: - 50mm PIR sandwich panel casing - 75% Efficient enthalpy heat-exchanger - Direct drive EC Plug Supply and Exhaust fans - Modulating OA and RA dampers for use in Economy Cycle and CO2 Control - Chilled water cooling coil (reverse cycle heating) - Corrosion treated - Service Lights | 2500 l/s Energy Recovery Ventilator Unit With EC | 1 | -1 | 2017-01-24 | 2017-02-09 | 1 | 0 | 24900 |  | QLD
15019-01-01 | Alpine Refrigeration (QLD) P/L | Toowoomba City Hall | ERV2500-EC | ERVCO | 2500 l/s Energy Recovery Ventilator Unit SA : 2400 l/s OA : 1500 l/s; RA : 2400 l/s AHU 1-3 Includes: - 50mm PIR sandwich panel casing - 75% Efficient enthalpy heat-exchanger - Direct drive EC Plug Supply and Exhaust fans - Modulating OA and RA dampers for use in Economy Cycle and CO2 Control - Chilled water cooling coil (reverse cycle heating) - Corrosion treated - Service Lights | 2500 l/s Energy Recovery Ventilator Unit With EC | 1 | -1 | 2017-01-24 | 2017-02-16 | 1 | 0 | 24900 |  | QLD
15019-01-02 | Alpine Refrigeration (QLD) P/L | Toowoomba City Hall | ERV2500-EC | ERVCO | 2500 l/s Energy Recovery Ventilator Unit SA : 2400 l/s OA : 1500 l/s; RA : 2400 l/s AHU 1-3 Includes: - 50mm PIR sandwich panel casing - 75% Efficient enthalpy heat-exchanger - Direct drive EC Plug Supply and Exhaust fans - Modulating OA and RA dampers for use in Economy Cycle and CO2 Control - Chilled water cooling coil (reverse cycle heating) - Corrosion treated - Service Lights | 2500 l/s Energy Recovery Ventilator Unit With EC | 1 | -1 | 2017-01-24 | 2017-02-20 | 1 | 0 | 24900 |  | QLD
15013-01-01 | Cockram Construction LTD | CSL AlbuRx Facility | ERV6000-TALL | ERVCO | AHU785 ERV6000-TALL-CWC(6)-HWC(2)-ECP-CR-FILTER-HTM-SC 6000L/s Energy Recovery Pharmaceutical Grade Energy Recovery Ventilation Unit c/w: c/w CHW/HHW Coils (as specified), Comprehensive Access Panels for Cleaning, Integrated F9 Bag & G4 Panel Filters and Plenum, Tropic Proof Anti-Corrosion Treatment, Baked Resin Coil Coatings, 80% Efficient Sensible Only Non-Metallic Counterflow Plate Heat Exchanger and High Static EC Plug Fans (0-10v speed control by BMS). SA: 4550 L/s @ 1150 Pa ESP (TBC) EA: 4470 L/s @ 1150 Pa ESP (TBC) | 6000L/s Tall Energy Recovery Ventilator | 1 | -1 | 2017-01-31 | 2017-03-14 | 1 | 0 | 57840 |  | VIC
15045-01-01 | Smooth-Air Products Ltd | Smooth Air PO28107 Crowne Plaza | ACL45RCRTP-EC | RTP | 45 kW Rooftop Packaged Unit with Dual Stage Heating and Cooling Option(s) : Economy Cycle SA : 2000 l/s OA : 2000 l/s RA : 2000 l/s | 45 kW Rooftop Packaged Unit With Economy Cycle | 1 | -1 | 2017-02-01 | 2017-03-02 | 1 | 0 | 37686 |  | NZ
15052-01-01 | Smooth-Air Products Ltd | Smooth Air PO28199 | ERV2500 | ERVCO | 2500 l/s Energy Recovery Ventilator Unit SA : 2500 l/s; OA : 2500 l/s; RA : 2500 l/s | 2500 l/s Energy Recovery Ventilator Unit | 1 | -1 | 2017-02-01 | 2017-02-28 | 1 | 0 | 17254 |  | NZ | 28/02 CUSTOMER WANTS MARCH INVOICE
14941-01-01 | Macquarie University | Macquarie University Y4A | ACS36RCRTP-EC | RTP | 36 kW Rooftop Packaged Unit with Single Stage Heating and Cooling Options included : Economy Cycle SA : 1600 l/s OA : 1600 l/s RA : 1600 l/s | 36 kW Rooftop Packaged Unit With Economy Cycle | 0 | -1 | 2017-02-02 | 2016-12-19 | 0 | -1 | 36736 | 2016-12-19 | NSW
15064-01-01 | Sainsbury Engineers | RPA Hospital - Robot Training Facility | ACL45RCRTP-EC | RTP | 45 kW Rooftop Packaged Unit with Dual Stage Heating and Cooling Options included : Economy Cycle dampers. EC Plug fans. Sensible HX. SA : 1620 l/s OA : 1620 l/s RA : 1782 l/s | 45 kW Rooftop Packaged Unit With Economy Cycle | 1 | -1 | 2017-02-03 | 2017-02-21 | 1 | 0 | 44877 |  | NSW | 09/01 NEEDED 1ST WEEK OF FEB
15064-02-01 | Sainsbury Engineers | RPA Hospital - Robot Training Facility | ACS11RCRTP | RTP | AC-2 Pig Hold 11 kW Rooftop Packaged Unit with Single Stage Heating and Cooling Options included: Reheat coil. EC plug fans. Sensible HX. SA : 500 l/s OA : 500 l/s RA : 550 l/s | 11 kW Rooftop Packaged Unit | 1 | -1 | 2017-02-03 | 2017-02-23 | 1 | 0 | 23936 |  | NSW | 09/01 NEEDED 1ST WEEK OF FEB
15064-03-01 | Sainsbury Engineers | RPA Hospital - Robot Training Facility | ACS11RCRTP | RTP | AC-3 Support Areas 11 kW Rooftop Packaged Unit with Single Stage Heating and Cooling Options included: EC plug fans. Sensible HX. SA : 500 l/s OA : 500 l/s RA : 550 l/s | 11 kW Rooftop Packaged Unit | 1 | -1 | 2017-02-03 | 2017-02-22 | 1 | 0 | 21155 |  | NSW | 09/01 NEEDED 1ST WEEK OF FEB
15068-01-01 | Industrial Air (SA) Pty Ltd | Coolalinga Shopping Centre Darwin | ACDHUM5-D | DEHUM |  | ACDHUM5-D | 1 | -1 | 2017-02-10 | 2017-03-13 | 1 | 0 | 86270 |  | INDNT | O/C: REQUIRED DELIVERY 3/2
15068-02-01 | Industrial Air (SA) Pty Ltd | Coolalinga Shopping Centre Darwin | ACDHUM5-D | DEHUM |  | ACDHUM5-D | 1 | -1 | 2017-02-10 | 2017-03-15 | 1 | 0 | 99200 |  | INDNT | O/C: REQUIRED DELIVERY 3/2
15048-01-01 | Summit Industrial Chillers Pty Ltd | Maaden Barrick Copper Company | SIC-EST-28-20-50 |  | Chiller 28kW at 20 Deg water at 50 Deg C Ambient Special Features Cabinet Galvanised Steel Base Galvanised Steel Panels and epoxy coated Refrigeration Bitzer Reciprocating Compressor IP65 Fan Motor IP65 R134A Electrical SS Enclosure IP65 480V/60Hz/3 Ph, HLI Modbus Water Grundfos Pump CRI5 Toshiba Motor IP65 | Chiller 28kW at 20 Deg water at 50 Deg C Ambient | 1 | -1 | 2017-02-14 | 2017-05-24 | 1 | 0 | 39001.9 |  | MAJ | ***NEED MATERIAL CERTIFICATES FOR THIS PROJECT***
14990-01-01 | McCaig Air Conditioning Bendigo | Loddon Prison Medical Expansion | ERV3000 | ERVCO | AHU-1 3000 l/s Energy Recovery Ventilator Unit Included option(s) : Economy Cycle, HHW Coil, CHW Coil, EC Plug Fans and Filter Box with Filters and Frames SA : 2630 l/s OA : 2630 l/s RA : 2630 l/s | 3000 l/s Energy Recovery Ventilator Unit | 1 | -1 | 2017-02-15 | 2017-03-20 | 1 | 0 | 25520.8 |  | VIC
15008-01-01 | Summit Industrial Chillers Pty Ltd | Silvergrass - Hooker Engineering | SIC-EST-85-17-50 | SIC | 85kW Chiller at 17 Deg C Water, 50 Deg C Ambient Includes Pump, Buffer Tank and 3 Way Valve to achieve 22-28 Deg C Water to Process | 85kW Chiller at 17 Deg C Water, 50 Deg C Ambient | 1 | -1 | 2017-02-17 | 2017-04-13 | 1 | 0 | 137000 |  | SIC | SILVERGRASS - HOOKER ENGINEERING
14580-01-01 | PJM Engineering Services Pty Ltd | Raheen 3 | ERV-IC 600-HTM-ECP-FILTER | ERV | ERV 1-1 600 L/s In Ceiling Energy Recovery Ventilator Option(s): Sensible Heat Exchanger with tray EC Plug Fans (3 phase) Built-in Panel Filters (F4) Integrated CHW & HHW coils (to meet specification) SA: 500L/s @ 350Pa ESP OA: 500L/s EA: 500L/s @ 350Pa ESP | ERV-IC 600 with EC Plug fan and filters | 1 | -1 | 2017-02-24 | 2017-02-22 | 1 | 0 | 10320 |  | VIC
15037-01-01 | H & H Air Conditioning | 88 Limestone St | ACL45RCRTP | RTP | PAC-D2.1 45 kW Rooftop Packaged Unit with Inverter Heating and Cooling SA : 1700 l/s; OA : 975 l/s; RA : 1700 l/s - 75% Total efficiency Enthalpy heat Exchanger - Variable Speed Compressor - Double-skinned 50mm PIR Sandwich Panel Cabinet - Corrosion Treated Coils - EC Plug Fans - Half Day commissioning Assistance Functionality wired to terminal strip for control by others. Controls quotation from Innotech provided for your info. Please liaise direct with them regarding controls | 45 kW Rooftop Packaged Unit | 1 | -1 | 2017-02-24 | 2017-02-23 | 1 | 0 | 40850 |  | QLD | 12/12/16 OC: REQUIRED ASAP
15097-01-01 | Double M Mechanical Services | Christmas Island Oral Health | ACDHUM1-D | DEHUM | DHU-1 Air Change Dehumidification Unit c/w Reverse Cycle VSD Compressor, Fully Integrated Control System, Tropic Proof Corrosion Treatment, EC Plug Fans and Integrated G4 Bag Filter. SA: 640 lps @ 350Pa ESP OA: 640 lps | ACDHUM1-D | 1 | -1 | 2017-03-01 | 2017-03-29 | 1 | 0 | 36076 |  | VIC
15032-02-04 | Climatech ACT Pty Ltd | Dendy Cinemas Canberra Centre | ACS16RCRTP-EC | RTP | Cinema 3, 4, 5, 6 16 kW Rooftop Packaged Unit with Single Stage Heating and Cooling Option(s) : Economy Cycle, Modulating RABP and CO2 Modes, EC Plug Fans, CPG Fan Speed Controllers and VRF Control Valves SA : 720 l/s @ 400Pa ESP OA : 720 l/s RA : 720 l/s | 16 kW Rooftop Packaged Unit With Economy Cycle | 1 | -1 | 2017-03-10 | 2017-03-20 | 1 | 0 | 22752 |  | VIC
15032-01-01 | Climatech ACT Pty Ltd | Dendy Cinemas Canberra Centre | ACS20RCRTP-EC | RTP | Cinema 1, 2 20 kW Rooftop Packaged Unit with Single Stage Heating and Cooling Option(s) : Economy Cycle, Modulating RABP and CO2 Modes, EC Plug Fans, CPG Fan Speed Controllers and VRF Control Valves SA : 840 l/s @ 400Pa ESP OA : 840 l/s RA : 840 l/s | 20 kW Rooftop Packaged Unit With Economy Cycle | 1 | -1 | 2017-03-10 | 2017-03-16 | 1 | 0 | 24574 |  | VIC | 01/02 CRANE IS BEING REMOVED FROM SITE ON 17/03
15032-02-02 | Climatech ACT Pty Ltd | Dendy Cinemas Canberra Centre | ACS16RCRTP-EC | RTP | Cinema 3, 4, 5, 6 16 kW Rooftop Packaged Unit with Single Stage Heating and Cooling Option(s) : Economy Cycle, Modulating RABP and CO2 Modes, EC Plug Fans, CPG Fan Speed Controllers and VRF Control Valves SA : 720 l/s @ 400Pa ESP OA : 720 l/s RA : 720 l/s | 16 kW Rooftop Packaged Unit With Economy Cycle | 1 | -1 | 2017-03-10 | 2017-03-16 | 1 | 0 | 22752 |  | VIC | 01/02 CRANE IS BEING REMOVED FROM SITE ON 17/03
15032-02-03 | Climatech ACT Pty Ltd | Dendy Cinemas Canberra Centre | ACS16RCRTP-EC | RTP | Cinema 3, 4, 5, 6 16 kW Rooftop Packaged Unit with Single Stage Heating and Cooling Option(s) : Economy Cycle, Modulating RABP and CO2 Modes, EC Plug Fans, CPG Fan Speed Controllers and VRF Control Valves SA : 720 l/s @ 400Pa ESP OA : 720 l/s RA : 720 l/s | 16 kW Rooftop Packaged Unit With Economy Cycle | 1 | -1 | 2017-03-10 | 2017-03-20 | 1 | 0 | 22752 |  | VIC
15032-02-01 | Climatech ACT Pty Ltd | Dendy Cinemas Canberra Centre | ACS16RCRTP-EC | RTP | Cinema 3, 4, 5, 6 16 kW Rooftop Packaged Unit with Single Stage Heating and Cooling Option(s) : Economy Cycle, Modulating RABP and CO2 Modes, EC Plug Fans, CPG Fan Speed Controllers and VRF Control Valves SA : 720 l/s @ 400Pa ESP OA : 720 l/s RA : 720 l/s | 16 kW Rooftop Packaged Unit With Economy Cycle | 1 | -1 | 2017-03-10 | 2017-03-17 | 1 | 0 | 22752 |  | VIC | 01/02 CRANE IS BEING REMOVED FROM SITE ON 17/03
14901-02-01 | Industrial Air (SA) Pty Ltd | Flinders Medical Centre - Older Persons Mental Health & Rehab Buildings | ERV6000 | ERVCO | 6000 l/s Energy Recovery Ventilator Unit SA : 6000 l/s OA : 6000 l/s RA : 6000 l/s | 6000 l/s Energy Recovery Ventilator Unit | 1 | -1 | 2017-03-10 | 2017-03-28 | 1 | 0 | 61794 |  | INDSA | O/C: REQUIRED DELIVERY 28/2
15032-01-02 | Climatech ACT Pty Ltd | Dendy Cinemas Canberra Centre | ACS20RCRTP-EC | RTP | Cinema 1, 2 20 kW Rooftop Packaged Unit with Single Stage Heating and Cooling Option(s) : Economy Cycle, Modulating RABP and CO2 Modes, EC Plug Fans, CPG Fan Speed Controllers and VRF Control Valves SA : 840 l/s @ 400Pa ESP OA : 840 l/s RA : 840 l/s | 20 kW Rooftop Packaged Unit With Economy Cycle | 1 | -1 | 2017-03-10 | 2017-03-16 | 1 | 0 | 24574 |  | VIC | 01/02 CRANE IS BEING REMOVED FROM SITE ON 17/03
14901-03-01 | Industrial Air (SA) Pty Ltd | Flinders Medical Centre - Older Persons Mental Health & Rehab Buildings | ERV14000-TALL | ERVCO | Section 1 | ERV14000-TALL | 1 | -1 | 2017-03-10 | 2017-03-29 | 1 | 0 | 82831 |  | INDSA | O/C: REQUIRED DELIVERY 28/2
15105-01-01 | Total Air Services (VIC) | St Albans Leisure Centre | ERV6000-TALL | ERVCO | Energy Recovery Ventilator 6000l/s complete with the following: -TALL Configuration -HHW Coil -EC Plug Fans -Factory Wired Constant Volume Controllers -Corrosion Resistance suitable for Pool Environments -Sensible-Only Heat Exchanger | 6000L/s Tall Energy Recovery Ventilator | 1 | -1 | 2017-03-15 | 2017-04-04 | 1 | 0 | 47536 |  | VIC
14862-14-01 | King Wan Construction Private Limited | Laguna Golf Club | ACL65RCRTP | RTP | L6-02 | 65 kW Rooftop Packaged Unit | 1 | -1 | 2017-03-31 | 2017-08-02 | 1 | 0 | 43757.9574 |  | SEA | CLIENT REQUEST 2ND WEEK APRIL DELIVERY
14862-15-01 | King Wan Construction Private Limited | Laguna Golf Club | ACL65RCRTP | RTP | L6-03 | 65 kW Rooftop Packaged Unit | 1 | -1 | 2017-03-31 | 2017-08-02 | 1 | 0 | 43757.9574 |  | SEA | CLIENT REQUEST 2ND WEEK APRIL DELIVERY
14862-13-01 | King Wan Construction Private Limited | Laguna Golf Club | ACL65RCRTP | RTP | L6-01 | 65 kW Rooftop Packaged Unit | 1 | -1 | 2017-03-31 | 2017-08-02 | 1 | 0 | 43297.8086 |  | SEA | CLIENT REQUEST 2ND WEEK APRIL DELIVERY
14862-16-01 | King Wan Construction Private Limited | Laguna Golf Club | ACL70RCRTP | RTP | L6-04 | 70 kW Rooftop Packaged Unit | 1 | -1 | 2017-03-31 | 2017-08-02 | 1 | 0 | 45494.3084 |  | SEA | CLIENT REQUEST 2ND WEEK APRIL DELIVERY
15115-01-01 | Summit Industrial Chillers Pty Ltd | Hanson Construction | SIC-ECT-36-0-45 | SIC | 36kW at 0 Deg C water at 40 Deg C air Features: Cabinet Galvanised Steel Base Galvanised Steel panels powder coated Refrigeration Two refrigeration circuits each with a hermetic reciprocating compressor EC Axial Fan Electrical Controller Internal wiring included Water Two Grundfoss pump systems, with one controlled by VSD to balance and maintain water level SS304 500L stainless steel insulated tank | 36kW at 0 Deg C water at 40 Deg C air | 1 | -1 | 2017-03-31 | 2017-08-02 | 1 | 0 | 43000 |  | SIC
15113-01-01 | Industrial Air (SA) Pty Ltd | Rescue and Retrieval Aviation Services Base | ACL60RCRTP-EC | RTP | 60 kW Rooftop Packaged Unit with Dual Stage Heating and Cooling Option(s) : Economy Cycle SA : 2700 l/s OA : 2700 l/s RA : 2700 l/s | 60 kW Rooftop Packaged Unit With Economy Cycle | 1 | -1 | 2017-04-03 | 2017-05-11 | 1 | 0 | 49760 |  | INDSA
15193-01-01 | Capricorn - SOLUTIONS IN AIR MOVEMENT 2 PTY LTD | Babinda Hospital | ACDHUM1-D | DEHUM | 650 L/s DX Preconditioner Complete with: - 80% efficient sensible-only heat exchanger - VSD compressors - Packaged Condenser - Stainless Steel drain trays - Corrosion treated coils - EC plug fans - Supply air volume controller - Factory controls package - Deep bed filters | ACDHUM1-D | 1 | -1 | 2017-04-07 | 2017-04-24 | 1 | 0 | 36367 |  | QLD
15161-01-01 | System Air Pty Ltd | Coombabah Catery | ACS23RCRTP | RTP | 23 kW Rooftop Packaged Unit with Single Stage Heating and Cooling SA : 500 l/s OA : 500 l/s RA : 500 l/s Unit Includes: - 80% efficiency Sensible Only heat Exchanger - Double-skinned 50mm PIR Sandwich Panel Cabinet - Corrosion Treated Coils - EC Plug Fans - Functionality wired to a terminal strip for control by others - Manufacturers Commissioning Assistance | 23 kW Rooftop Packaged Unit | 1 | -1 | 2017-04-17 | 2017-04-18 | 1 | 0 | 19100 |  | QLD
15160-01-01 | DPK Mechanical Services | Loddon Prison Packing Area | ACL52RCRTP-EC | RTP | 52 kW Rooftop Packaged Unit with Dual Stage Heating and Cooling Option(s) : Economy Cycle, Upgraded Forward Curve Centrif Fans (to meet below duties) SA : 3000 l/s @ 300Pa ESP OA : 3000 l/s RA : 3000 l/s @ 200Pa ESP Condenser make-up: 800l/s EA : 3800 l/s | 52 kW Rooftop Packaged Unit With Economy Cycle | 1 | -1 | 2017-04-17 | 2017-04-18 | 1 | 0 | 38748 |  | VIC
15211-01-01 | John Devilee Refrigeration Pty Ltd | Mildura Pool | ERV4000 | ERVCO | 4000 l/s Energy Recovery Ventilator Unit Included options: Single Row HHW Coil, EC Plug Fans (factory wired throughout unit), Corrosion Resitance for Pool Environments SA : 4000 l/s OA : 4000 l/s RA : 4000 l/s | 4000 l/s Energy Recovery Ventilator Unit | 1 | -1 | 2017-04-18 | 2017-04-20 | 1 | 0 | 27582 |  | VIC | 20/04 WAITING ON DELIVERY DETAILS VIC
15243-01-01 | Absolute Climate Technology | Kilcoy Canteen | ERV3000 | ERVCO | 3000 l/s Energy Recovery Ventilator Unit SA : 2900 l/s; OA : 1620 l/s; RA : 3000 l/s Unit Includes: - 50mm PIR sandwich panel casing - 75% Efficient enthalpy heat-exchanger - EC Plug Supply and exhaust fans - ECONOMY MODE c/w Return air bypass dampers - Chilled water cooling coil - Corrosion treated (30% Glycol) - Service Lights | 3000 l/s Energy Recovery Ventilator Unit | 1 | -1 | 2017-04-21 | 2017-04-21 | 1 | 0 | 32600 |  | QLD
15182-01-01 | Industrial Air (SA) Pty Ltd | Ellenbrook Secondary College | ACPP2000 | PP | ACPP2000 2000 l/s PoolPac Unit with Dual Stage Heating and Cooling SA : 2000 l/s OA : 2000 l/s RA : 2100 l/s | 2000 l/s PoolPac Unit | 1 | -1 | 2017-04-21 | 2017-06-15 | 1 | 0 | 45600 |  | NSW
15155-01-01 | Advanced Air Conditioning Pty Ltd | Aldi Coorparoo Square | ACDHUM2-D | DEHUM | PRECON-1 1350 l/s DX Dehumidification Unit VSD compressor - 48 kW EC Plug supply fans c/w proprietary air volume controller Remote Condenser with EC axial fans (Vertical Discharge) Revised Controls per functional spec agreed with DMA Integrated Filters Remote Mimic panel to be mounted at the MSSB Half Day Commissioning Assistance | ACDHUM2-D | 1 | -1 | 2017-04-28 | 2017-07-04 | 1 | 0 | 50292 |  | QLD | 10/07 UNIT WANTED IN AUGUST 2017
15240-01-02 | BSA Advanced Property Solutions (Essential Service | Trufusion Hot Yoga | ACL45RCRTP-EC | RTP | AHU-2, AHU-3, AHU-4, AHU-5 45 kW Rooftop Packaged Unit with Dual Stage Heating and Cooling Option(s) : 75% Efficiency Counterflow Enthalpy Heat Exchanger Double Skin PIR Sandwich Panel Cabinet EC Plug Fans Electronic TX valves Economy Cycle/Purge Mode Custom Coils to suit wide operating range Full Day Commissioning Assistance | 45 kW Rooftop Packaged Unit With Economy Cycle | 1 | -1 | 2017-04-28 | 2017-05-11 | 1 | 0 | 42000 |  | QLD
15240-01-01 | BSA Advanced Property Solutions (Essential Service | Trufusion Hot Yoga | ACL45RCRTP-EC | RTP | AHU-2, AHU-3, AHU-4, AHU-5 45 kW Rooftop Packaged Unit with Dual Stage Heating and Cooling Option(s) : 75% Efficiency Counterflow Enthalpy Heat Exchanger Double Skin PIR Sandwich Panel Cabinet EC Plug Fans Electronic TX valves Economy Cycle/Purge Mode Custom Coils to suit wide operating range Full Day Commissioning Assistance | 45 kW Rooftop Packaged Unit With Economy Cycle | 1 | -1 | 2017-04-28 | 2017-05-11 | 1 | 0 | 42000 |  | QLD
15188-01-01 | RCR Infrastructure Haden | Rockhampton Hospital Bunkers | ACDHUM2-W | DEHUM | 700 L/s CHW Preconditioner Complete with: - 80% efficient sensible-only heat exchanger - Chilled water cooling coil - Corrosion Resistant Coating - Stainless Steel drain trays - EC plug fans - Supply air volume controller - Factory controls package - Deep bed filters - Half day commissioning assistance including travel | ACDHUM2-W | 1 | -1 | 2017-05-01 | 2017-05-11 | 1 | 0 | 27750 |  | QLD | OC: REQUIRED ASAP
15187-01-01 | A.G. Coombs Pty Ltd (Projects) | Growler Attack Facility | ACDHUM3-W | DEHUM | 1800 L/s DX Preconditioner Complete with: - 80% efficient sensible-only heat exchanger - Stainless Steel drain trays - Corrosion Treated Chilled Water coils - EC plug fans - Factory controls package - refer to footnotes for full details - Deep bed filters - 12 Months Parts Only Warranty (0-12 months Labour Warranty not included as it is to be covered by AGC) - 12-24 months Parts and Labour Warranty Excludes Duct Mounted Electric Heater and Humidifier | ACDHUM3-W | 1 | -1 | 2017-05-01 | 2017-05-25 | 1 | 0 | 33760 |  | QLD | 25/05 WAITING ON DELIVERY DETAILS
14968-01-01 | Advanced Air Conditioning Pty Ltd | ALDI Caboolture | ACDHUM2-D | DEHUM | 1350 L/s DX Preconditioner per ALDI Spec Complete with: - 80% efficient sensible-only heat exchanger - VSD compressors - Roof mounted condenser - Stainless Steel drain trays - Corrosion treated coils - EC plug fans - Supply air volume controller - Integrated timeclock and special controls per Aldi Standard - 3 off field devices to be fitted off in store by Electrical trade (2 CO2 and 1 Enthalpy sensor) - Deep bed filters - Half day commissioning assistance including travel | ACDHUM2-D | 1 | -1 | 2017-05-04 | 2017-05-19 | 1 | 0 | 50000 |  | QLD
15174-01-01 | Coldflow Mechanical Pty Ltd | St Leonards College - Learning Futures | ACL52RCRTP-EC | RTP | PAC-CW1 52 kW Rooftop Packaged Unit with Reverse Cycle Heating and Cooling Option(s) : Economy Cycle, EC Plug Fans, CPG Fan Speed Controllers, Danfoss R410A Variable Speed Compressor (25-100Hz [16-64kW] operating range), Integrated CO2 Control SA : 2200 l/s @ 300Pa ESP OA : 0 - 2200 l/s RA : 2200 - 0 l/s Makeup Air: 1500 l/s (Cooling Only) Total EA: 3700 l/s | 52 kW Rooftop Packaged Unit With Economy Cycle | 1 | -1 | 2017-05-05 | 2017-05-24 | 1 | 0 | 45853 |  | VIC | 25/05 WAITING ON DELIVERY DETAILS
15185-02-01 | Key Services Pty Ltd | EOTF - 126 Phillip Street | ACS27RCRTP-EC | RTP | SECTION 2 (HX, FAN AND ELECTRICAL) 11-27 kW Rooftop Packaged Unit with Single Stage Heating and Cooling Price included as a packaged unit | 27 kW Rooftop Packaged Unit With Economy Cycle | 1 | -1 | 2017-05-05 | 2017-05-23 | 1 | 0 | 19000 |  | NSW
15185-01-01 | Key Services Pty Ltd | EOTF - 126 Phillip Street | ACS27RCRTP-EC | RTP | 11-27 kW Rooftop Packaged Unit with Single Stage Heating and Cooling Options included : Split Construction Sensible only heat exchanger Built-In Advanced Controller VSD Compressor SA : 1280 l/s OA : 1280 l/s RA : 1425 l/s | 27 kW Rooftop Packaged Unit With Economy Cycle | 1 | -1 | 2017-05-05 | 2017-05-23 | 1 | 0 | 19000 |  | NSW
15217-02-01 | Gray Bros Air Conditioning Pty Ltd | ARH Greencross | ACL45RCRTP | RTP | AC1.2 - Fresh Air Unit Heat Recovery Packaged Unit with features/options as follows - Double Skin PIR Panel Weatherproof Cabinets - Custom Built Cabinets with Vertical SA discharge as shown on drawings - Counterflow Enthalpy Heat Exchanger (75% Total/75% Sensible Only Efficiency) - Variable Speed Compressor - Variable Capacity Reheat Coils - EC Plug Supply and Relief air fans - c/w proprietary air volume controllers | 45 kW Rooftop Packaged Unit | 1 | -1 | 2017-05-08 | 2017-06-21 | 1 | 0 | 46100 |  | QLD
15212-02-01 | Quadrant Mechanical Services Pty Ltd | Geelong North Special Development School | ACPP2800 | PP | 2800 l/s PoolPac Unit with Variable Heating and Cooling. Included Options: EC Plug Fans & R410a VSD Compressor SA : 2800 l/s OA : 2800 l/s RA : 3000 l/s Condenser make-up : 2800 l/s EA : 5800 l/s | 2800 l/s PoolPac Unit | 1 | -1 | 2017-05-08 | 2017-05-31 | 1 | 0 | 45452 |  | VIC
15217-03-01 | Gray Bros Air Conditioning Pty Ltd | ARH Greencross | ACS16RCRTP | RTP | AC1.9 -Cats and Dogs Heat Recovery Packaged Unit with features/options as follows - Double Skin PIR Panel Weatherproof Cabinets - Custom Built Cabinets with Vertical SA discharge as shown on drawings - Counterflow Enthalpy Heat Exchanger (75% Total/75% Sensible Only Efficiency) - Variable Speed Compressor - Variable Capacity Reheat Coils - EC Plug Supply and Relief air fans - c/w proprietary air volume controllers - Bypass dampers | 16 kW Rooftop Packaged Unit | 1 | -1 | 2017-05-08 | 2017-06-26 | 1 | 0 | 30500 |  | QLD
15212-01-01 | Quadrant Mechanical Services Pty Ltd | Geelong North Special Development School | ACPP750 | PP | 750 l/s PoolPac Unit with Variable Heating and Cooling. Included Options: EC Plug Fans & R410a VSD Compressor SA : 750 l/s OA : 750 l/s RA : 410 l/s Condenser make-up : 790 l/s EA : 1200 l/s | 750 l/s PoolPac Unit | 1 | -1 | 2017-05-08 | 2017-05-26 | 1 | 0 | 29152 |  | VIC
15217-01-01 | Gray Bros Air Conditioning Pty Ltd | ARH Greencross | ACL45RCRTP | RTP | AC1.1 - Operating Theatre Heat Recovery Packaged Unit with features/options as follows - Double Skin PIR Panel Weatherproof Cabinets - Custom Built Cabinets with Vertical SA discharge as shown on drawings - Counterflow Enthalpy Heat Exchanger (75% Total/75% Sensible Only Efficiency) - Variable Speed Compressor - Variable Capacity Reheat Coils - EC Plug Supply and Relief air fans - c/w proprietary air volume controllers, or option to control on 0-10V signal from BMS - Bypass dampers (Seperate RA and RA-HX connections) | 45 kW Rooftop Packaged Unit | 1 | -1 | 2017-05-08 | 2017-06-19 | 1 | 0 | 46100 |  | QLD | 20/06 WAITING ON OTHER UNITS TO BE COMPLETED
15169-01-01 | Drummoyne Group Services Pty Ltd | Lettuce Processing Plant | ERV2000 | ERVCO | 2000 l/s Energy Recovery Ventilator Unit Options included: EC Plug Fans Chilled Water Coil (8 Rows) Sensible Only Heat Exchangers Corrosion Resistant Treatment SA : 1700 l/s OA : 1700 l/s RA : 1615 l/s | 2000 l/s Energy Recovery Ventilator Unit | 1 | -1 | 2017-05-12 | 2017-05-24 | 1 | 0 | 25406 |  | NSW
15169-01-02 | Drummoyne Group Services Pty Ltd | Lettuce Processing Plant | ERV2000 | ERVCO | 2000 l/s Energy Recovery Ventilator Unit Options included: EC Plug Fans Chilled Water Coil (8 Rows) Sensible Only Heat Exchangers Corrosion Resistant Treatment SA : 1700 l/s OA : 1700 l/s RA : 1615 l/s | 2000 l/s Energy Recovery Ventilator Unit | 1 | -1 | 2017-05-12 | 2017-05-24 | 1 | 0 | 25406 |  | NSW
15263-01-01 | Industrial Air (SA) Pty Ltd | Perth Zoo-Great Ape Precinct | ACL45RCRTP | RTP | 45 kW Rooftop Packaged Unit with Dual Stage Heating and Cooling SA : 2000 l/s OA : 2000 l/s RA : 2000 l/s | 45 kW Rooftop Packaged Unit | 1 | -1 | 2017-05-15 | 2017-07-17 | 1 | 0 | 47950 |  | NSW | 18/07 MOIRA TO ADVISE N/LINE QUOTE NUMBER
15228-01-01 | Allied Air Conditioning & Refrigeration | Grafton Aged Care Laundry | ACS27RCRTP | RTP | 27 kW Rooftop Packaged Unit with Single Stage Heating and Cooling SA : 1200 l/s OA : 1200 l/s RA : 1200 l/s Enthalpy counterflow heat exchanger EC Plug fans | 27 kW Rooftop Packaged Unit | 1 | -1 | 2017-05-15 | 2017-06-20 | 1 | 0 | 20850 |  | QLD | 22/05 UNIT WATNED 1ST WEEK OF JUNE
15137-01-01 | Auscool Air Conditioning & Mechanical Services P/L | Banksia Apartments | RTP-1250 | RTP | 100% O/A RTP 1250l/s without Air-Air Heat Exchanger | Roof Top Package Unit 1250 L/s | 1 | -1 | 2017-05-16 | 2017-05-31 | 1 | 0 | 25150 |  | VIC
15229-01-01 | Summit Industrial Chillers Pty Ltd | Fresenius Medical Care | SIC-ECT-22-16-50 | CHILL | 22kW at 16 Deg C water at 50 Deg C air | 22kW at 16 Deg C water at 50 Deg C air | 1 | -1 | 2017-05-16 | 2017-06-28 | 1 | 0 | 36720 |  | SIC
15221-01-01 | Rival Air Pty Ltd | 12 Queens Rd | ACPP1700 | PP | PAC GF-01 1700 l/s PoolPac Unit with Single Stage Heating and Cooling. Includes EC Plug Fans with Factory Wired CPG Controllers SA : 1500 l/s OA : 1500 l/s EA : 1500 l/s | 1700 l/s PoolPac Unit | 1 | -1 | 2017-05-26 | 2017-05-22 | 1 | 0 | 27850 |  | VIC
15260-01-01 | AE Smith & Son Pty Ltd | VCCC Junction Oval | ERV2500 | ERVCO | AHU-LG-01 2500 l/s Energy Recovery Ventilator Unit c/w EC Plug Fans, CPG Constant Speed Fan Controllers, HHW Coil (2 rows) Sized for Full Heating Capacity, Full Unit Tropic Proof Corrosion Resistance and 80% Efficient Sensible Only Non-Metallic Counterflow Plate Heat Exchanger. SA : 2000 l/s @ 300Pa ESP OA : 2500 l/s RA : 2250 l/s @ 350Pa ESP | 2500 l/s Energy Recovery Ventilator Unit | 1 | -1 | 2017-05-26 | 2017-05-31 | 1 | 0 | 20180 |  | VIC
15327-02-01 | AE Smith & Son (NQ) Pty Ltd | Rocky Leagues - Cafe and Kids Room | AHU-1 REBUILD KIT |  | Includes: 2 off 650mm Enthalpy Heat Exchangers - 650 x 650 x 1290 H OA-HX and RA-HX and Bypass dampers for CO2 Control (Actuators by others) 2 off EC Plug fans for Exhaust Air - see footnotes FIS Rockhampton via seperate shipment Does not include install labour and miscellaneous materials | AHU-1 Rebuild Kit | 1 | -1 | 2017-05-31 | 2017-06-05 | 1 | 0 | 15300 |  | QLD
15246-01-01 | Baratech Pty Ltd | ARU Fitout - Hydrotherapy Pool | ERV1500 | ERVCO | 1500 l/s Energy Recovery Ventilator Unit SA : 1500 l/s OA : 1500 l/s RA : 1500 l/s | 1500 l/s Energy Recovery Ventilator Unit | 1 | -1 | 2017-05-31 | 2017-06-13 | 1 | 0 | 17957 |  | NSW | 15/06 WAITING PAYMENT DIE TO CREDIT LIMIT
15287-02-01 | Air Systems Engineering | Village Belle | ACL45RCRTP-EC | RTP | AHU.PUB 45 kW Rooftop Packaged Unit with Dual Stage Heating and Cooling c/w 80% Efficient Sensible Only Counter Flow Non Metallic Heat Exchanger, EC Plug Fans and CPG Fan Speed Controllers SA : 2000 l/s OA : 2000 l/s RA : 2000 l/s COND Air: 1500l/s EA : 3500 l/s | 45 kW Rooftop Packaged Unit With Economy Cycle | 1 | -1 | 2017-06-01 | 2017-06-21 | 1 | 0 | 35188 |  | VIC | 27/06 CUST MIGHT TAKE THIS WEEK OR NEXT
15287-03-01 | Air Systems Engineering | Village Belle | ACL60RCRTP-EC | RTP | AHU.TAB 60 kW Rooftop Packaged Unit with Dual Stage Heating and Cooling c/w 80% Efficient Sensible Only Counter Flow Non Metallic Heat Exchanger, EC Plug Fans and CPG Fan Speed Controllers SA : 2700 l/s OA : 2700 l/s RA : 2700 l/s COND Air: 1500l/s EA : 4200 l/s | 60 kW Rooftop Packaged Unit With Economy Cycle | 1 | -1 | 2017-06-01 | 2017-06-22 | 1 | 0 | 37993 |  | VIC | 27/06 CUST MIGHT TAKE THIS WEEK OR NEXT
15287-01-01 | Air Systems Engineering | Village Belle | ERV2000 | ERVCO | 2000 l/s Energy Recovery Ventilator Unit SA : 2000 l/s OA : 2000 l/s RA : 2000 l/s | 2000 l/s Energy Recovery Ventilator Unit | 1 | -1 | 2017-06-01 | 2017-06-05 | 1 | 0 | 15615 |  | VIC | 27/06 CUST MIGHT TAKE THIS WEEK OR NEXT
15326-02-01 | Industrial Air (SA) Pty Ltd | Port Lincoln TAFE stage 2 | ERV2000 | ERVCO | 2000 l/s Energy Recovery Ventilator Unit SA : 2000 l/s OA : 2000 l/s RA : 2000 l/s | 2000 l/s Energy Recovery Ventilator Unit | 1 | -1 | 2017-06-02 | 2017-06-20 | 1 | 0 | 13584 |  | INDSA
15269-01-01 | MJR Mechanical Contractors Pty Ltd | Emmanuel College - Quiroga Building | ACL96RCRTP-EC | RTP | PAC-1 96 kW Rooftop Packaged Unit with Dual Stage Heating and Cooling Option(s) : Economy Cycle, CO2 Control, Full Factory Wired Advanced Control System, EC Plug Fans, Constant Volume CPG Fan Speed Controllers SA : 4200 l/s OA : 4200 l/s Cond Air : 3000 l/s RA : 4200 l/s EA : 7200 l/s | 96 kW Rooftop Packaged Unit With Economy Cycle | 1 | -1 | 2017-06-05 | 2017-06-30 | 1 | 0 | 57563 |  | VIC | 03/07 SHANE TO ADVISE DELIVERY DETAILS
15251-01-01 | D&E Air Conditioning Pty Ltd | Aurora (224-253 LaTrobe St) | ACPP3600 | PP | 3600 l/s PoolPac Unit with Dual Stage Heating and Cooling. Includes EC Plug Fans with CPG controllers, compressor handing change and side-discharge configuration SA : 3750 l/s OA : 3750 l/s RA : 3750 l/s | 3600 l/s PoolPac Unit | 1 | -1 | 2017-06-06 | 2017-06-28 | 1 | 0 | 55247 |  | VIC | 28/06 WAITING ON DELIVERY DETAILS FROM VIC
14926-04-01 | Austral Air Conditioning Services P/L | NACC RAAF Base Williamtown WE-02 Stage 2 | ERV2000 | ERVCO | AHU-02-20 2000 l/s Energy Recovery Ventilator Unit Options included: Sensible Heat Exchanger Chilled Water Coil Hot Water Coil EC Plug Fans SS Drain Tray SA : 1525 l/s OA : 1525 l/s RA : 1875 l/s | 2000 l/s Energy Recovery Ventilator Unit | 1 | -1 | 2017-06-16 | 2017-06-23 | 1 | 0 | 22576 |  | NSW | 26/06 SAME DAY SHIPMENT ON 28/06
15304-01-01 | Peak Airconditioning Refrigeration and Electrical | Reading Cinemas Townsville | ACDHUM2-W | DEHUM |  | ACDHUM2-W | 1 | -1 | 2017-06-16 | 2017-06-28 | 1 | 0 | 23700 |  | QLD
15304-02-02 | Peak Airconditioning Refrigeration and Electrical | Reading Cinemas Townsville | ACDHUM1-W | DEHUM | 700 l/s CHW Preconditioner Double Skin PIR Sandwich Panel Cabinet Copper Tube Aluminium Finned Cooling Coil - 8 row - Corrosion Treated Sensible Only Counterflow Heat Exchanger (80% eff) EC Plug Supply Fan c/w proprietary air volume controller Stainless Steel Drain Trays Modulating damper for SA Temp Control Factory Controls package with Modbus TCP if required G4 Panel + F5 Deep Bed Filters | ACDHUM1-W | 1 | -1 | 2017-06-16 | 2017-06-30 | 1 | 0 | 18400 |  | QLD
14926-01-01 | Austral Air Conditioning Services P/L | NACC RAAF Base Williamtown WE-02 Stage 2 | ERV1000 | ERVCO | AHU-02-09 1000 l/s Energy Recovery Ventilator Unit Options included: Sensible Heat Exchanger Chilled Water Coil Hot Water Coil EC Plug Fans SS Drain Tray SA : 795 l/s OA : 795 l/s RA : 990 l/s | 1000 l/s Energy Recovery Ventilator Unit | 1 | -1 | 2017-06-16 | 2017-06-23 | 1 | 0 | 12166 |  | NSW | 26/06 SAME DAY SHIPMENT ON 28/06
15304-02-01 | Peak Airconditioning Refrigeration and Electrical | Reading Cinemas Townsville | ACDHUM1-W | DEHUM |  | ACDHUM1-W | 1 | -1 | 2017-06-16 | 2017-06-30 | 1 | 0 | 18400 |  | QLD
14926-05-01 | Austral Air Conditioning Services P/L | NACC RAAF Base Williamtown WE-02 Stage 2 | ERV1000 | ERVCO | AHU-02-22 1000 l/s Energy Recovery Ventilator Unit Options included: Sensible Heat Exchanger Chilled Water Coil Hot Water Coil EC Plug Fans SS Drain Tray SA : 1000 l/s OA : 1000 l/s RA : 1000 l/s | 1000 l/s Energy Recovery Ventilator Unit | 1 | -1 | 2017-06-16 | 2017-06-23 | 1 | 0 | 12166 |  | NSW | 26/06 SAME DAY SHIPMENT ON 28/06
60072-01-01 | Fan Coil (Sales) Pty Ltd | Dubbo Hospital Stage 3 (Climatech) | FCS 300 - 2 SECTIONS | FCSSA | AHU-L2-01 Multizone Construction AC Plug Fan CHW, HHW Service Lights (2x Per Unit) Weatherproof construction | Fan Coil Sandwich Panel 3000L/s With 2 Sections | 1 | -1 | 2017-06-28 | 2017-07-06 | 1 | 0 | 16694.7 |  | CAP | AHU L2-01
14957-04-02 | DPK Mechanical Services | Kangaroo Flat Leisure Centre (Bendigo) Units are not required until early to mid next year (TBC) | ACL82RCRTP-EC | RTP | PAC-1 & PAC-2 82 kW Rooftop Packaged Unit with Variable Heating and Cooling Included Options : Economy Cycle, EC Plug Fans, VSD Compressor SA : 3500 l/s OA : 3500 l/s RA : 3500 l/s Condenser Make-up : 3000l/s EA : 3500 + 3000 = 6500l/s | 82 kW Rooftop Packaged Unit With Economy Cycle | 1 | -1 | 2017-07-01 | 2017-07-14 | 1 | 0 | 49395 |  | VIC | TO BE ONSITE 27/07 TO MEET CRANE
15303-03-01 | FDC Mechanical Services | Inglis Warwick Farm - Hotel & Selling Centre | ACL125RCRTP | RTP | AHU-SC.2 125 kW Rooftop Packaged Unit with Dual Stage Heating and Cooling Options included : Compressor upgrade 140KW EC Plug fans Economy cycle dampers Hot gas reheat coil Special Construct Refrigeration work - onsite ($1600 per unit included in above price) SA : 5000 l/s OA : 5000 l/s RA : 5000 l/s | 125 kW Rooftop Packaged Unit | 1 | -1 | 2017-07-01 | 2017-08-23 | 1 | 0 | 97290 |  | NSW
15303-01-01 | FDC Mechanical Services | Inglis Warwick Farm - Hotel & Selling Centre | ACL125RCRTP | RTP | 125 kW Rooftop Packaged Unit with Dual Stage Heating and Cooling Options included : Compressor upgrade 140KW EC Plug fans Economy cycle dampers Hot gas reheat coil Special Construct Refrigeration work - onsite ($1600 per unit included in above price) SA : 5000 l/s OA : 5000 l/s RA : 5000 l/s | 125 kW Rooftop Packaged Unit | 1 | -1 | 2017-07-01 | 2017-08-23 | 1 | 0 | 97290 |  | NSW | 15/08 UNITS WANTED 23/24TH AUG
15359-01-01 | Murray Valley Resort | Murray Valley Pool Upgrade | ACPP1200 | PP | 1200 l/s PoolPac Unit with Single Stage Heating and Cooling, EC Plug Fans, CPG Fan Speed Controllers, Full Tropic Anti- Corrosion Treatment and 80% Efficient Sensible Only Counterflow Non-Metallic Plate Heat Exchanger. SA : 1200 l/s @ 350Pa ESP OA : 1200 l/s RA : 1200 l/s EA : 1950 l/s @ 350Pa ESP | 1200 l/s PoolPac Unit | 1 | -1 | 2017-07-01 | 2017-07-18 | 1 | 0 | 32356 |  | VIC
15327-01-01 | AE Smith & Son (NQ) Pty Ltd | Rocky Leagues - Cafe and Kids Room | ERV1500 | ERVCO | 1500 l/s Energy Recovery Ventilator Unit SA : 1500 l/s OA : 1500 l/s RA : 1500 l/s | 1500 l/s Energy Recovery Ventilator Unit | 1 | -1 | 2017-07-01 | 2017-07-06 | 1 | 0 | 18150 |  | QLD
15303-02-01 | FDC Mechanical Services | Inglis Warwick Farm - Hotel & Selling Centre | REMOTE CONDENSER | RTP | Condensing Unit to match AHU-SC.1. Unit is to form single Packaged System once re-assembled on site | Remote Condensing Unit | 1 | -1 | 2017-07-01 | 2017-08-23 | 1 | 0 | 16110 |  | NSW
15303-04-01 | FDC Mechanical Services | Inglis Warwick Farm - Hotel & Selling Centre | REMOTE CONDENSER | RTP | Condensing Unit to match AHU-SC.2. Unit is to form single Packaged System once re-assembled on site | Remote Condensing Unit | 1 | -1 | 2017-07-01 | 2017-08-23 | 1 | 0 | 16110 |  | NSW
15294-01-01 | Coral Air Conditioning Pty Ltd | Australian Museum - Long Gallery | PCU2000-E-LD | DEHUM | AHU-R.1 2000 l/s Precise Control Unit (E-LD TYPE) Options included : Economy Cycle DX System EC Plug fans CO2 Sensors Chilled water coil Hot water coil Advanced Controller SA : 1800 l/s OA : 1000 l/s RA : 1800 l/s | 2000L/s Precise Control Unit E-LD Type | 1 | -1 | 2017-07-01 | 2017-07-20 | 1 | 0 | 40582 |  | NSW | PARI PROMISED UNIT DELIVERY ON FRI 21/07 - COD
15319-01-01 | Summit Industrial Chillers Pty Ltd | Lyson Trading | SIC-ECT-50-12-45 |  |  | AC CHILLR Chiller | 1 | -1 | 2017-07-01 | 2017-09-22 | 1 | 0 | 60909 |  | SIC
14957-04-01 | DPK Mechanical Services | Kangaroo Flat Leisure Centre (Bendigo) Units are not required until early to mid next year (TBC) | ACL82RCRTP-EC | RTP | PAC-1 & PAC-2 82 kW Rooftop Packaged Unit with Variable Heating and Cooling Included Options : Economy Cycle, EC Plug Fans, VSD Compressor SA : 3500 l/s OA : 3500 l/s RA : 3500 l/s Condenser Make-up : 3000l/s EA : 3500 + 3000 = 6500l/s | 82 kW Rooftop Packaged Unit With Economy Cycle | 1 | -1 | 2017-07-01 | 2017-07-14 | 1 | 0 | 49395 |  | VIC | TO BE ONSITE 27/07 TO MEET CRANE
15320-01-01 | D&E Air Conditioning Pty Ltd | Mantra Hotel (222 Russell St) | ACL125RCRTP | RTP | PAC-L23.01 96 kW 100% Outside Air Reverse Cycle Rooftop Packaged Unit (No Return Air) with VSD Compressor, 80% Efficient Sensible Only Counterflow Plate Heat Exchanger, EC Plug Fans, CPG Speed Controllers, Integrated Filters and Full Stand Alone Advanced Control System SA : 5540 l/s @ 250 Pa ESP OA : 5540 l/s RA : N/A | 125 kW Rooftop Packaged Unit | 1 | -1 | 2017-07-03 | 2017-07-13 | 1 | 0 | 93040 |  | VIC
15153-01-01 | ARA Mechanical Services | Discovery Point - Building 13 | ACPP1700 | PP | 1700 l/s PoolPac Unit with Single Stage Heating and Cooling Options included: Low Level thermostat controller SA : 1560 l/s OA : 1560 l/s RA : 1560 l/s | 1700 l/s PoolPac Unit | 1 | -1 | 2017-07-03 | 2017-07-21 | 1 | 0 | 35787 |  | NSW | 26/07 WAITING ON DELIVERY DETAILS FROM CUSTOMER
15341-01-01 | NRG Electrical Queensland | Living Gem Glenvale | ACPP2800 | PP | 2800 l/s PoolPac Unit with Dual Stage Heating and Cooling SA : 2800 l/s OA : 2800 l/s RA : 2800 l/s Complete with: - Corrosion resistant copper tube - aluminium finned coil - Double-skinned 50mm PIR sandwich panel cabinet - EC plug supply and exhaust fans - 80% efficient sensible-only heat exchanger - Stainless steel drain tray | 2800 l/s PoolPac Unit | 1 | -1 | 2017-07-04 | 2017-08-07 | 1 | 0 | 45500 |  | QLD
15112-01-01 | Airmech Pty Ltd | Brisbane Broncos | ACPP1700 | PP | 1700 l/s PoolPac Unit with Single Stage Heating and Cooling SA : 1700 l/s; OA : 1700 l/s; RA : 1700 l/s Including: - 80% Total efficiency sensible heat exchanger - Double-skinned 50mm PIR Sandwich Panel Cabinet - Corrosion Treated Coils - EC Plug Fans - Manufacturers Commissioning Assistance - Proprietary Low Level Interface Thermostat Controller - requires enable from DDC/BMS | 1700 l/s PoolPac Unit | 1 | -1 | 2017-07-06 | 2017-07-20 | 1 | 0 | 26700 |  | QLD | UNIT WANTED ONSITE 09/08
15355-01-01 | Climatech ACT Pty Ltd | Shell Harbour Pool | ACPP1200 | PP | 1200 l/s PoolPac Unit with Single Stage Heating and Cooling Options included: Compressor upgrade VSD Compressor Reheat coil Advanced Controller Single sided access panels SA : 1100 l/s OA : 1100 l/s RA : 1100 l/s | 1200 l/s PoolPac Unit | 1 | -1 | 2017-07-07 | 2017-08-09 | 1 | 0 | 50365 |  | NSW
15351-01-01 | Frazer Air | Malvern Valley Public Golf Facility | ACL65RCRTP-EC | RTP | PAC-1 65 kW Rooftop Packaged Unit with Dual Stage Heating and Cooling Option(s) : Economy Cycle, CPG Fan Speed Controllers, RABP SA : 2800 l/s OA : 0-750 l/s RA : 750-0 l/s | 65 kW Rooftop Packaged Unit With Economy Cycle | 1 | -1 | 2017-07-12 | 2017-08-18 | 1 | 0 | 45169 |  | VIC | 15/08 MUST BE ONSITE 21/08 TO MEET CRANE
15351-03-01 | Frazer Air | Malvern Valley Public Golf Facility | ACL52RCRTP-EC | RTP | PAC-4 52 kW Rooftop Packaged Unit with Dual Stage Heating and Cooling Option(s) : Economy Cycle, CPG Fan Speed Controllers, RABP SA : 2300 l/s OA : 0-413 l/s RA : 413-0 l/s | 52 kW Rooftop Packaged Unit With Economy Cycle | 1 | -1 | 2017-07-12 | 2017-08-15 | 1 | 0 | 38180 |  | VIC | 15/08 MUST BE ONSITE 21/08 TO MEET CRANE
15351-02-02 | Frazer Air | Malvern Valley Public Golf Facility | ACS36RCRTP-EC | RTP | PAC-2, PAC-3 36 kW Rooftop Packaged Unit with Single Stage Heating and Cooling Option(s) : Economy Cycle, CPG Fan Speed Controllers, RABP SA : 1700 l/s OA : 0-300 l/s RA : 300-0 l/s | 36 kW Rooftop Packaged Unit With Economy Cycle | 1 | -1 | 2017-07-12 | 2017-08-17 | 1 | 0 | 25182 |  | VIC | 15/08 MUST BE ONSITE 21/08 TO MEET CRANE
15351-02-01 | Frazer Air | Malvern Valley Public Golf Facility | ACS36RCRTP-EC | RTP | PAC-2, PAC-3 36 kW Rooftop Packaged Unit with Single Stage Heating and Cooling Option(s) : Economy Cycle, CPG Fan Speed Controllers, RABP SA : 1700 l/s OA : 0-300 l/s RA : 300-0 l/s | 36 kW Rooftop Packaged Unit With Economy Cycle | 1 | -1 | 2017-07-12 | 2017-08-17 | 1 | 0 | 25182 |  | VIC | 15/08 MUST BE ONSITE 21/08 TO MEET CRANE
15222-01-01 | IdealAir MAJOR AIR PTY LTD | Dial Range Sports Complex Unit to be shipped 3/7/2017 via TOLL Tas on a/c 49541 | ACL52RCRTP | RTP | 52 kW Rooftop Packaged Unit with Dual Stage Heating and Cooling c/w ECP and CPG SA : 2300 l/s OA : 2300 l/s RA : 2300 l/s | 52 kW Rooftop Packaged Unit | 1 | -1 | 2017-07-17 | 2017-08-24 | 1 | 0 | 32901 |  | MAJ
15039-01-01 | Industrial Air (SA) Pty Ltd | Carmelite Aged Care | ACPP2000 | PP | Changing Room AHU 2000 l/s PoolPac Unit with Dual Stage Heating and Cooling SA : 2000 l/s OA : 2000 l/s RA : 2100 l/s | 2000 l/s PoolPac Unit | 1 | -1 | 2017-07-24 | 2017-07-07 | 1 | 0 | 36000 |  | INDSA | 11/07 IND AIR WANT UNIT SHIPPED ON 02/08
15418-01-01 | OMS Construction Pty Ltd | Marina Shores | ACPP1400 | PP | 1400 l/s PoolPac Unit with Single Stage Heating and Cooling SA : 1400 l/s; OA : 1400 l/s; RA : 1400 l/s Complete with: - Corrosion resistant copper tube - aluminium finned coil - Double-skinned 50mm PIR sandwich panel cabinet - EC plug supply and exhaust fans - 80% efficient sensible-only heat exchanger - Stainless steel drain tray - Half Day Commissioning Assistance including Travel - Functionality wired to a terminal strip for control by others | 1400 l/s PoolPac Unit | 1 | -1 | 2017-07-28 | 2017-08-25 | 1 | 0 | 34870 |  | QLD
15449-01-01 | Austral Air Conditioning Services P/L | Rail Operation Centre | ERV4500-EC | ERVCO | 4500 l/s Energy Recovery Ventilator Unit Options included: Economy Cycle Sensible only heat exchanger Chilled Water Coil Motorised dampers for 10% airflow EC Plug fans Service light in fan section SS drain tray SA : 4000 l/s OA : 4000 l/s RA : 4800 l/s | 4500 l/s Energy Recovery Ventilator Unit With EC | 1 | -1 | 2017-07-31 | 2017-09-05 | 1 | 0 | 40185 |  | NSW
15397-01-01 | Active Air | Lane Cove Aquatic Centre | ACPP6500 | PP | Main Pool Hall AHU 6500 l/s PoolPac Unit with Dual Stage Heating and Cooling SA : 6500 l/s OA : 6500 l/s RA : 6825 l/s EA: 9125 l/s | 6500 l/s PoolPac Unit | 1 | -1 | 2017-07-31 | 2017-09-11 | 1 | 0 | 83280 |  | NSW | 13/09 WAITING ON DELIVERY DETAILS
14926-08-01 | Austral Air Conditioning Services P/L | NACC RAAF Base Williamtown WE-02 Stage 2 | ERV2000 | ERVCO | AHU-02-31 2000 l/s Energy Recovery Ventilator Unit Options included: Sensible Heat Exchanger Chilled Water Coil Hot Water Coil EC Plug Fans SS Drain Tray SA : 1525 l/s OA : 1525 l/s RA : 1875 l/s | 2000 l/s Energy Recovery Ventilator Unit | 1 | -1 | 2017-08-03 | 2017-08-30 | 1 | 0 | 22576 |  | NSW
14926-07-01 | Austral Air Conditioning Services P/L | NACC RAAF Base Williamtown WE-02 Stage 2 | ERV1000 | ERVCO | AHU-02-30 1000 l/s Energy Recovery Ventilator Unit Options included: Sensible Heat Exchanger Chilled Water Coil Hot Water Coil EC Plug Fans SS Drain Tray SA : 730 l/s OA : 730 l/s RA : 730 l/s | 1000 l/s Energy Recovery Ventilator Unit | 1 | -1 | 2017-08-03 | 2017-08-28 | 1 | 0 | 12166 |  | NSW
14926-03-01 | Austral Air Conditioning Services P/L | NACC RAAF Base Williamtown WE-02 Stage 2 | ERV1500 | ERVCO | AHU-02-18 1500 l/s Energy Recovery Ventilator Unit Options included: Sensible Heat Exchanger Chilled Water Coil Hot Water Coil EC Plug Fans SS Drain Tray SA : 1280 l/s OA : 1280 l/s RA : 1160 l/s | 1500 l/s Energy Recovery Ventilator Unit | 1 | -1 | 2017-08-03 | 2017-08-30 | 1 | 0 | 14635 |  | NSW
14926-02-01 | Austral Air Conditioning Services P/L | NACC RAAF Base Williamtown WE-02 Stage 2 | ERV1000 | ERVCO | AHU-02-15 1000 l/s Energy Recovery Ventilator Unit Options included: Sensible Heat Exchanger Chilled Water Coil Hot Water Coil EC Plug Fans SS Drain Tray SA : 795 l/s OA : 795 l/s RA : 990 l/s | 1000 l/s Energy Recovery Ventilator Unit | 1 | -1 | 2017-08-03 | 2017-08-30 | 1 | 0 | 12166 |  | NSW
14926-06-01 | Austral Air Conditioning Services P/L | NACC RAAF Base Williamtown WE-02 Stage 2 | ERV1000 | ERVCO | AHU-02-25 1000 l/s Energy Recovery Ventilator Unit Options included: Sensible Heat Exchanger Chilled Water Coil Hot Water Coil EC Plug Fans SS Drain Tray SA : 1000 l/s OA : 1000 l/s RA : 1000 l/s | 1000 l/s Energy Recovery Ventilator Unit | 1 | -1 | 2017-08-03 | 2017-08-29 | 1 | 0 | 12166 |  | NSW
15439-01-02 | Climatech NSW Pty Ltd | Equinix SY4-II | ACDHUM1-D | DEHUM | 100% OA Air Change Dehumidification Unit SA: 700 lps OA: 700 lps | ACDHUM1-D | 1 | -1 | 2017-08-09 | 2017-09-05 | 1 | 0 | 29272 |  | NSW
15439-01-01 | Climatech NSW Pty Ltd | Equinix SY4-II | ACDHUM1-D | DEHUM | 100% OA Air Change Dehumidification Unit SA: 700 lps OA: 700 lps | ACDHUM1-D | 1 | -1 | 2017-08-09 | 2017-09-05 | 1 | 0 | 29272 |  | NSW
15439-01-06 | Climatech NSW Pty Ltd | Equinix SY4-II | ACDHUM1-D | DEHUM | 100% OA Air Change Dehumidification Unit SA: 700 lps OA: 700 lps | ACDHUM1-D | 1 | -1 | 2017-08-09 | 2017-09-11 | 1 | 0 | 29272 |  | NSW
15439-01-04 | Climatech NSW Pty Ltd | Equinix SY4-II | ACDHUM1-D | DEHUM | 100% OA Air Change Dehumidification Unit SA: 700 lps OA: 700 lps | ACDHUM1-D | 1 | -1 | 2017-08-09 | 2017-09-06 | 1 | 0 | 29272 |  | NSW
15439-01-07 | Climatech NSW Pty Ltd | Equinix SY4-II | ACDHUM1-D | DEHUM | 100% OA Air Change Dehumidification Unit SA: 700 lps OA: 700 lps | ACDHUM1-D | 1 | -1 | 2017-08-09 | 2017-09-11 | 1 | 0 | 29272 |  | NSW
15439-01-03 | Climatech NSW Pty Ltd | Equinix SY4-II | ACDHUM1-D | DEHUM | 100% OA Air Change Dehumidification Unit SA: 700 lps OA: 700 lps | ACDHUM1-D | 1 | -1 | 2017-08-09 | 2017-09-05 | 1 | 0 | 29272 |  | NSW
15439-01-08 | Climatech NSW Pty Ltd | Equinix SY4-II | ACDHUM1-D | DEHUM | 100% OA Air Change Dehumidification Unit SA: 700 lps OA: 700 lps | ACDHUM1-D | 1 | -1 | 2017-08-09 | 2017-09-12 | 1 | 0 | 29272 |  | NSW
15439-01-05 | Climatech NSW Pty Ltd | Equinix SY4-II | ACDHUM1-D | DEHUM | 100% OA Air Change Dehumidification Unit SA: 700 lps OA: 700 lps | ACDHUM1-D | 1 | -1 | 2017-08-09 | 2017-09-11 | 1 | 0 | 29272 |  | NSW
15539-01-01 | University of New South Wales | UNSW H13 The Red Centre Unit - Rectification works_10972-01-01 | RECTIFICATION WORKS | SERVI | H13 The Red Centre Unit - Rectification works | RECTIFICATION WORKS | 1 | -1 | 2017-08-10 | 2017-08-14 | 1 | 0 | 10700 |  | NSW
15453-02-01 | Vent Mechanical Services Pty Ltd | ANZAC Memorial Centenary | ACS16RCRTP | RTP | AHU-1 16 kW Rooftop Packaged Unit with Single Stage Heating and Cooling Options included: EC Plug Fans SA : 810 l/s OA : 810 l/s RA : 730 l/s | 16 kW Rooftop Packaged Unit | 1 | -1 | 2017-08-15 | 2017-09-26 | 1 | 0 | 24185 |  | NSW
15433-01-02 | Lend Lease | Usyd Lab Animal Services | ERV3000 | ERVCO | AHU-L6-G-01 (D&S) 3000 l/s Energy Recovery Ventilator Unit Options included: Enthalpy Heat Exchanger 2 off Chilled Water Coil Hot Water Coil EC Plug fans Economy Cycle Exhaust Spigot SA : 3000 l/s OA : 3000 l/s RA : 3000 l/s | 3000 l/s Energy Recovery Ventilator Unit | 1 | -1 | 2017-08-18 | 2017-08-25 | 1 | 0 | 40474 |  | NSW
15433-01-01 | Lend Lease | Usyd Lab Animal Services | ERV3000 | ERVCO | AHU-L6-G-01 (D&S) 3000 l/s Energy Recovery Ventilator Unit Options included: Enthalpy Heat Exchanger 2 off Chilled Water Coil Hot Water Coil EC Plug fans Economy Cycle Exhaust Spigot SA : 3000 l/s OA : 3000 l/s RA : 3000 l/s | 3000 l/s Energy Recovery Ventilator Unit | 1 | -1 | 2017-08-18 | 2017-08-22 | 1 | 0 | 40474 |  | NSW
15456-01-01 | Alpine Refrigeration (QLD) P/L | St Andrews Procedure Room | ACS20RCRTP | RTP | 6.9-21 kW Rooftop Packaged Unit with Single Stage Variable Heating and Cooling SA : 945 l/s; OA : 475 l/s; RA : 475 l/s Unit Includes: - 75% Total efficiency Enthalpy heat Exchanger - Double-skinned 50mm PIR Sandwich Panel Cabinet - Corrosion Treated Coils - EC Plug Fans - Bypass Dampers - Can be utilised for pull-down cycle or CO2 control - VSD compressors - Functionality wired to a terminal strip for control by others (Advanced Proprietary controls available for $4800) - Half-Day Manufacturers Commissioning Assistance - FIS Toowoomba | 20kW Rooftop Packaged Unit | 1 | -1 | 2017-08-22 | 2017-09-06 | 1 | 0 | 32040 |  | QLD
15467-01-01 | Hiflow Industries Projects Pty Ltd | Somerville House Library | ERV3000 | ERVCO | 3000 l/s Energy Recovery Ventilator Unit SA : 2643 l/s; OA : 2643 l/s; RA : 2643 l/s Units includes: - 50mm PIR sandwich panel casing - 75% Efficient enthalpy heat-exchanger - EC Plug Supply and exhaust fans - Functionality wired to a terminal strip for control by others (CO2 control via EC plug fan speed (0-10V input)) - Service lights - Freight to Site | 3000 l/s Energy Recovery Ventilator Unit | 1 | -1 | 2017-08-25 | 2017-08-30 | 1 | 0 | 18350 |  | QLD
15469-01-01 | AE Smith & Son (NQ) Pty Ltd | Schotia Place | ACL125RCRTP | RTP | 125 kW Rooftop Packaged Unit with Dual Stage Heating and Cooling SA : 5000 l/s, OA : 2625 l/s - 75% Total efficiency Enthalpy heat Exchanger - Double-skinned 50mm PIR Sandwich Panel Cabinet - Corrosion Treated Coils - EC Plug Fans c/w proprietary air volume controllers - Remote condenser - Economy Cycle (can be operated as night purge) - Bypass Dampers - Can be utilised for pull-down cycle or CO2 control - Functionality wired to a terminal strip for control by others - 12 Months Labour Warranty - Commissioning Assistance included as standard | 125 kW Rooftop Packaged Unit | 1 | -1 | 2017-08-28 | 2017-09-22 | 1 | 0 | 71500 |  | QLD | UNIT WANTED EARLY OCT
15478-02-01 | CCS Mechanical Installations | ANU R N Robertson | ACS11RCRTP | RTP | PCA-03-10 11 kW Rooftop Packaged Unit with Single Stage Heating and Cooling Options included: EC plug fans VSD compressor SA : 375 l/s OA : 375 l/s | 11 kW Rooftop Packaged Unit | 1 | -1 | 2017-08-31 | 2017-09-27 | 1 | 0 | 21000 |  | NSW
15478-03-01 | CCS Mechanical Installations | ANU R N Robertson | ACS11RCRTP | RTP | PCA-03-11 11 kW Rooftop Packaged Unit with Single Stage Heating and Cooling Options included: EC plug fans VSD compressor SA : 435 l/s OA : 435 l/s | 11 kW Rooftop Packaged Unit | 1 | -1 | 2017-08-31 | 2017-09-27 | 1 | 0 | 21000 |  | NSW
15478-01-02 | CCS Mechanical Installations | ANU R N Robertson | ACS11RCRTP | RTP | PCA-03-06 to PCA-03-09 11 kW Rooftop Packaged Unit with Single Stage Heating and Cooling Options included: EC plug fans VSD compressor SA : 200 l/s OA : 200 l/s | 11 kW Rooftop Packaged Unit | 1 | -1 | 2017-09-04 | 2017-10-05 | 1 | 0 | 21000 |  | NSW
15478-01-01 | CCS Mechanical Installations | ANU R N Robertson | ACS11RCRTP | RTP | 11 kW Rooftop Packaged Unit with Single Stage Heating and Cooling SA : 500 l/s OA : 500 l/s RA : 500 l/s | 11 kW Rooftop Packaged Unit | 1 | -1 | 2017-09-04 | 2017-09-29 | 1 | 0 | 21000 |  | NSW
15501-01-01 | H & H Air Conditioning | Living Gem Caboolture | ACPP4200 | PP | 3400 l/s PoolPac Unit with Dual Stage Heating and Cooling SA : 3400 l/s; OA : 3400 l/s; RA : 3400 l/s Complete with: - Corrosion resistant copper tube - aluminium finned coils - Double-skinned 50mm PIR sandwich panel cabinet - EC plug supply and exhaust fans - c/w air volume controllers - 80% efficient sensible-only heat exchanger - Stainless steel drain tray - Half-day commissioning assistance - Functionality wired to a terminal strip for control by others | 4200 l/s PoolPac Unit | 1 | -1 | 2017-09-07 | 2017-10-04 | 1 | 0 | 57000 |  | QLD
15565-01-01 | Industrial Air (SA) Pty Ltd | Aloha Surf | ACPP3200 | PP | 3200 l/s PoolPac Unit with Dual Stage Heating and Cooling SA : 3200 l/s OA : 3200 l/s RA : 3200 l/s | 3200 l/s PoolPac Unit | 1 | -1 | 2017-09-21 | 2017-09-27 | 1 | 0 | 50720 |  | INDWA
15419-01-01 | Industrial Air (SA) Pty Ltd | Woodcroft Leisure Centre | ACPP750 | PP | 750 l/s PoolPac Unit with Single Stage Heating and Cooling. SA : 500 l/s OA : 500 l/s RA : 500 l/s | 750 l/s PoolPac Unit | 1 | -1 | 2017-09-28 | 2017-08-08 | 1 | 0 | 20085 |  | INDSA | 08/08 UNIT IS NOW WANTED 28/09
15371-01-01 | East Coast Air | Brisbane Waters Private Hospital | ACPP2300 | PP | 2300 l/s PoolPac Unit with Dual Stage Heating and Cooling SA : 2300 l/s OA : 2300 l/s RA : 2300 l/s | 2300 l/s PoolPac Unit | 1 | -1 | 2017-10-05 | 2017-09-29 | 1 | 0 | 49710 |  | NSW
15466-03-01 | MGC Engineering Pty Ltd | DuPont Danisco | ACDHUM2-LD | DEHUM | AHU-3 Outside Air Low Dewpoint Dual Staged Dehumidification Unit Options included: EC Plug fans VSD Scroll Compressors Sensible only heat exchanger Advanced Controller OA: 830 L/s SA: 830 L/s | ACDHUM2-LD | 1 | -1 | 2017-10-06 | 2017-09-29 | 1 | 0 | 82600 |  | NSW
15466-01-01 | MGC Engineering Pty Ltd | DuPont Danisco | ACDHUM3-LD | DEHUM | AHU-1 Outside Air Low Dewpoint Dual Staged Dehumidification Unit Options included: EC Plug fans VSD Scroll Compressors 2 off Zoned Dampers Sensible only heat exchanger Advanced Controller OA: 1295 L/s SA: 1295 L/s | ACDHUM3-LD | 1 | -1 | 2017-10-06 | 2017-10-05 | 1 | 0 | 91720 |  | NSW
15466-02-01 | MGC Engineering Pty Ltd | DuPont Danisco | ACDHUM3-LD | DEHUM | AHU-2 Outside Air Low Dewpoint Dual Staged Dehumidification Unit Options included: EC Plug fans VSD Scroll Compressors Sensible only heat exchanger Advanced Controller OA: 1295 L/s SA: 1295 L/s | ACDHUM3-LD | 1 | -1 | 2017-10-06 | 2017-10-05 | 1 | 0 | 90820 |  | NSW
15480-01-01 | Cold Bear Air Conditioning Pty Ltd | Kilbreda College Theatre | ACL70RCRTP-EC | RTP | PAC-02 70 kW Rooftop Packaged Unit with Dual Stage Heating and Cooling Option(s) : Economy Cycle, EC Plug Fans, CPG Fan Speed Controllers SA : 3215 l/s @ 250Pa ESP OA : 32150 l/s RA : 3215 l/s @ 200Pa ESP | 70 kW Rooftop Packaged Unit With Economy Cycle | 1 | -1 | 2017-10-06 | 2017-10-09 | 1 | 0 | 45748 |  | VIC | WAITING ON DELIVERY DETAILS FROM VIC
15488-01-01 | Elite Heating & Cooling | North Shore Kingston Apartments | ACPP2000 | PP | ERH-1 2000 l/s PoolPac Unit with Dual Stage Heating and Cooling Features Included: EC plug Fans SA: 2000 l/s RA: 2000 l/s OA: 2000 l/s | 2000 l/s PoolPac Unit | 1 | -1 | 2017-10-09 | 2017-10-10 | 1 | 0 | 40972 |  | NSW | 19/10 UNIT WANTED ONSITE IN ACT MON 30/10
15532-01-01 | MVO Services Bundaberg & Fraser Coast | Stockland Sugarland Dining Precinct | ERV6000 | ERVCO | 6000 l/s Energy Recovery Ventilator Unit SA : 6000 l/s, OA : 1630 l/s 50mm PIR sandwich panel casing 75% Efficient counterflow plate enthalpy heat-exchanger EC Plug supply and exhaust fans Chilled water cooling coil - Corrosion resistant Economy Cycle Functionality wired to terminal strip for control by others | 6000 l/s Energy Recovery Ventilator Unit | 1 | -1 | 2017-10-11 | 2017-10-10 | 1 | 0 | 41400 |  | QLD | WAITING ON DELIVERY DETAILS FROM QLD - MIGHT WAIT FOR OTHER UNITS
15478-05-03 | CCS Mechanical Installations | ANU R N Robertson | ACS11RCRTP | RTP | PCA-03-02 to PCA-03-04 11 kW Rooftop Packaged Unit with Single Stage Heating and Cooling Options included: EC plug fans VSD compressor SA : 55 l/s OA : 55 l/s | 11 kW Rooftop Packaged Unit | 1 | -1 | 2017-10-13 | 2017-10-09 | 1 | 0 | 21000 |  | NSW
15478-01-04 | CCS Mechanical Installations | ANU R N Robertson | ACS11RCRTP | RTP | PCA-03-06 to PCA-03-09 11 kW Rooftop Packaged Unit with Single Stage Heating and Cooling Options included: EC plug fans VSD compressor SA : 200 l/s OA : 200 l/s | 11 kW Rooftop Packaged Unit | 1 | -1 | 2017-10-13 | 2017-10-09 | 1 | 0 | 21000 |  | NSW
15478-01-03 | CCS Mechanical Installations | ANU R N Robertson | ACS11RCRTP | RTP | PCA-03-06 to PCA-03-09 11 kW Rooftop Packaged Unit with Single Stage Heating and Cooling Options included: EC plug fans VSD compressor SA : 200 l/s OA : 200 l/s | 11 kW Rooftop Packaged Unit | 1 | -1 | 2017-10-13 | 2017-10-11 | 1 | 0 | 21000 |  | NSW
15478-05-02 | CCS Mechanical Installations | ANU R N Robertson | ACS11RCRTP | RTP | PCA-03-02 to PCA-03-04 11 kW Rooftop Packaged Unit with Single Stage Heating and Cooling Options included: EC plug fans VSD compressor SA : 55 l/s OA : 55 l/s | 11 kW Rooftop Packaged Unit | 1 | -1 | 2017-10-13 | 2017-10-09 | 1 | 0 | 21000 |  | NSW
15478-04-01 | CCS Mechanical Installations | ANU R N Robertson | ACS11RCRTP | RTP | 11 kW Rooftop Packaged Unit with Single Stage Heating and Cooling SA : 500 l/s OA : 500 l/s RA : 500 l/s | 11 kW Rooftop Packaged Unit | 1 | -1 | 2017-10-13 | 2017-10-11 | 1 | 0 | 21000 |  | NSW
15478-04-02 | CCS Mechanical Installations | ANU R N Robertson | ACS11RCRTP | RTP | PCA-03-01 & PCA-03-05 11 kW Rooftop Packaged Unit with Single Stage Heating and Cooling Options included: EC plug fans VSD compressor SA : 65 l/s OA : 65 l/s | 11 kW Rooftop Packaged Unit | 1 | -1 | 2017-10-13 | 2017-10-11 | 1 | 0 | 21000 |  | NSW
15478-05-01 | CCS Mechanical Installations | ANU R N Robertson | ACS11RCRTP | RTP | PCA-03-02 to PCA-03-04 11 kW Rooftop Packaged Unit with Single Stage Heating and Cooling Options included: EC plug fans VSD compressor SA : 55 l/s OA : 55 l/s | 11 kW Rooftop Packaged Unit | 1 | -1 | 2017-10-13 | 2017-10-11 | 1 | 0 | 21000 |  | NSW
15474-06-01 | Statewide Mechanical Services Pty Ltd | Parklea Correctional Centre | ACS20RCRTP | RTP | PU-01B.3 and PU-01B.4 20 kW Rooftop Packaged Unit with Single Stage Heating and Cooling Options included: Return air bypass SA : 800 l/s OA : 800 l/s RA : 800 l/s | 20kW Rooftop Packaged Unit | 1 | -1 | 2017-10-16 | 2017-10-17 | 1 | 0 | 18826 |  | NSW | 19/10 NSW TO CONFIRM DEL DETAILS & DATE
15474-06-02 | Statewide Mechanical Services Pty Ltd | Parklea Correctional Centre | ACS20RCRTP | RTP | PU-01B.3 and PU-01B.4 20 kW Rooftop Packaged Unit with Single Stage Heating and Cooling SA : 800 l/s OA : 800 l/s RA : 800 l/s | 20kW Rooftop Packaged Unit | 1 | -1 | 2017-10-16 | 2017-10-17 | 1 | 0 | 18826 |  | NSW | 19/10 NSW TO CONFIRM DEL DETAILS & DATE
15474-04-02 | Statewide Mechanical Services Pty Ltd | Parklea Correctional Centre | ACS36RCRTP-EC | RTP | PU-01B.1 and PU-01B.2 36 kW Rooftop Packaged Unit with Single Stage Heating and Cooling Options included : Economy Cycle SA : 1520 l/s OA : 1520 l/s RA : 1520 l/s | 36 kW Rooftop Packaged Unit With Economy Cycle | 1 | -1 | 2017-10-16 | 2017-10-19 | 1 | 0 | 25371 |  | NSW
15474-04-01 | Statewide Mechanical Services Pty Ltd | Parklea Correctional Centre | ACS36RCRTP-EC | RTP | PU-01B.1 and PU-01B.2 36 kW Rooftop Packaged Unit with Single Stage Heating and Cooling Options included : Economy Cycle SA : 1520 l/s OA : 1520 l/s RA : 1520 l/s | 36 kW Rooftop Packaged Unit With Economy Cycle | 1 | -1 | 2017-10-16 | 2017-10-19 | 1 | 0 | 25371 |  | NSW
15536-01-01 | Industrial Air (SA) Pty Ltd | Burswood Tavern | ACL45RCRTP-EC | RTP | 45 kW Rooftop Packaged Unit with Dual Stage Heating and Cooling Option(s) : Economy Cycle SA : 2000 l/s OA : 2000 l/s RA : 2000 l/s | 45 kW Rooftop Packaged Unit With Economy Cycle | 1 | -1 | 2017-10-19 | 2017-10-24 | 1 | 0 | 29500 |  | INDWA
15536-01-02 | Industrial Air (SA) Pty Ltd | Burswood Tavern | ACL45RCRTP-EC | RTP | 45 kW Rooftop Packaged Unit with Dual Stage Heating and Cooling Option(s) : Economy Cycle SA : 2000 l/s OA : 2000 l/s RA : 2000 l/s | 45 kW Rooftop Packaged Unit With Economy Cycle | 1 | -1 | 2017-10-19 | 2017-10-25 | 1 | 0 | 29500 |  | INDWA
15536-02-01 | Industrial Air (SA) Pty Ltd | Burswood Tavern | ACL60RCRTP-EC | RTP | 60 kW Rooftop Packaged Unit with Dual Stage Heating and Cooling Option(s) : Economy Cycle SA : 2700 l/s OA : 2700 l/s RA : 2700 l/s | 60 kW Rooftop Packaged Unit With Economy Cycle | 1 | -1 | 2017-10-19 | 2017-10-18 | 1 | 0 | 33500 |  | INDWA | 19/10 WAITING ON OTHER UNITS
15536-03-01 | Industrial Air (SA) Pty Ltd | Burswood Tavern | ACL96RCRTP-EC | RTP | 96 kW Rooftop Packaged Unit with Dual Stage Heating and Cooling Option(s) : Economy Cycle SA : 4200 l/s OA : 4200 l/s RA : 4200 l/s | 96 kW Rooftop Packaged Unit With Economy Cycle | 1 | -1 | 2017-10-19 | 2017-10-23 | 1 | 0 | 43500 |  | INDSA
15531-02-01 | MVO Services Bundaberg & Fraser Coast | Stockland Sugarland PAD Site | ACS36RCRTP | RTP | 36 kW Rooftop Packaged Unit with Single Stage Heating and Cooling SA : 1585 l/s, OA : 375 l/s 75% Total efficiency counterflow plate enthalpy heat exchanger Double-skinned 50mm PIR Sandwich Panel Cabinet, weatherproof Corrosion Treated Coils EC Plug Fans c/w proprietary air volume controllers Functionality wired to a terminal strip for control by others | 36 kW Rooftop Packaged Unit | 1 | -1 | 2017-10-23 | 2017-10-24 | 1 | 0 | 25000 |  | QLD
15531-01-01 | MVO Services Bundaberg & Fraser Coast | Stockland Sugarland PAD Site | ACL82RCRTP-EC | RTP | 82 kW Rooftop Packaged Unit with Heating and Cooling SA : 3025 l/s, OA : 1225 l/s 75% Total efficiency counter flow plate enthalpy heat exchanger Double-skinned 50mm PIR Sandwich Panel Cabinet, weatherproof Corrosion Treated Coils EC Plug Fans Economy Cycle (can be operated as night purge) VSD compressor Functionality wired to a terminal strip for control by others | 82 kW Rooftop Packaged Unit With Economy Cycle | 1 | -1 | 2017-10-23 | 2017-10-26 | 1 | 0 | 53800 |  | QLD
15523-01-01 | HVAC Commercial | Surrey Park Swim Centre | ACPP4200 | PP | 4200 l/s PoolPac Unit with Dual Stage Heating and Cooling (96kWr) SA : 4200 l/s OA : 4200 l/s RA : 4200 l/s | 4200 l/s PoolPac Unit | 1 | -1 | 2017-10-24 | 2017-10-25 | 1 | 0 | 53450 |  | VIC | 25/10 UNIT READY THURS, VIC TO ADVISE DEL DETAILS
15460-01-01 | Summit Industrial Chillers Pty Ltd | Altura Mining | SIC-EST-320-20-50 | CHILL | 320kW Chiller at 20 Deg C water at 50 Deg C Ambient | 320kW Chiller at 20 Deg C water at 50 Deg C Ambien | 1 | -1 | 2017-10-26 | 2017-12-01 | 1 | 0 | 278955 |  | MAJ
15591-02-01 | O.P. Industries (Melbourne) Pty. Ltd. | Melbourne Uni - L1 234 Queensbury St | ERV2500 | ERVCO | 2500 l/s Energy Recovery Ventilator Unit SA : 2500 l/s OA : 2500 l/s RA : 2500 l/s | 2500 l/s Energy Recovery Ventilator Unit | 1 | -1 | 2017-10-27 | 2017-10-30 | 1 | 0 | 21600 |  | VIC
15553-01-01 | Industrial Air (SA) Pty Ltd | H Hotel - 81 Smith Street Darwin | ACS36RCRTP | RTP | 36 kW Rooftop Packaged Unit with Single Stage Heating and Cooling SA : 1700 l/s OA : 1700 l/s RA : 1700 l/s ECP Fans VSD Compressor Reheat Coil (Modulating) Advanced Contrroler | 36 kW Rooftop Packaged Unit | 1 | -1 | 2017-10-27 | 2017-11-14 | 1 | 0 | 48000 |  | INDSA
15474-07-02 | Statewide Mechanical Services Pty Ltd | Parklea Correctional Centre | ACS20RCRTP | RTP | PU-01C.3 and PU-01C.4 20 kW Rooftop Packaged Unit with Single Stage Heating and Cooling SA : 800 l/s OA : 800 l/s RA : 800 l/s | 20kW Rooftop Packaged Unit | 1 | -1 | 2017-10-27 | 2017-10-19 | 1 | 0 | 18826 |  | NSW
15547-01-01 | HVAC Australia Pty Ltd | Rio Tinto Fitout - 123 Albert St | ACS36RCRTP | RTP | 36 kW Rooftop Unit with Single Stage Heating and Cooling SA : 850 l/s; OA : 850 l/s: Counterflow Enthalpy Heat Exchanger Variable Capacity Compressor Modulating Reheat for Humidity Control Bypass dampers for Pull-down Cycle and provision of CO2 control EC Plug Fans Special Construct Evaporator and Cabinet to suit Plant Room Half Day Commissioning Assistance Remote Condenser Functionality Wired to Terminal Strip for Control by others | 36 kW Rooftop Packaged Unit | 1 | -1 | 2017-10-27 | 2017-10-27 | 1 | 0 | 54998 |  | QLD | 26/09 CANNOT SPLIT SHIP THIS ORDER
15502-01-01 | IdealAir MAJOR AIR PTY LTD | Wall Pool (Launceston) | ACPP750 | PP | 750 l/s PoolPac Unit with Single Stage Heating and Cooling. SA : 750 l/s OA : 750 l/s RA : 750 l/s | 750 l/s PoolPac Unit | 1 | -1 | 2017-10-27 | 2017-10-26 | 1 | 0 | 20650 |  | VIC
15474-07-01 | Statewide Mechanical Services Pty Ltd | Parklea Correctional Centre | ACS20RCRTP | RTP | PU-01C.3 and PU-01C.4 20 kW Rooftop Packaged Unit with Single Stage Heating and Cooling Options included: Return air bypass SA : 800 l/s OA : 800 l/s RA : 800 l/s | 20kW Rooftop Packaged Unit | 1 | -1 | 2017-10-27 | 2017-10-18 | 1 | 0 | 18826 |  | NSW
15474-09-01 | Statewide Mechanical Services Pty Ltd | Parklea Correctional Centre | ACS36RCRTP-EC | RTP | PU-01C.1 and PU-01C.2 36 kW Rooftop Packaged Unit with Single Stage Heating and Cooling Options included : Economy Cycle SA : 1520 l/s OA : 1520 l/s RA : 1520 l/s | 36 kW Rooftop Packaged Unit With Economy Cycle | 1 | -1 | 2017-10-27 | 2017-10-24 | 1 | 0 | 25371 |  | NSW
15563-01-01 | Airfast Air Conditioning | St Luke's Catholic College Marsden Park | ACS20RCRTP-EC | RTP | ACU-2 20 kW Rooftop Packaged Unit with Single Stage Heating and Cooling Options Included : Economy Cycle CO2 Monitoring SA : 1000 l/s OA : 1000 l/s RA : 1000 l/s | 20 kW Rooftop Packaged Unit With Economy Cycle | 1 | -1 | 2017-10-27 | 2017-10-27 | 1 | 0 | 23632 |  | NSW | 09/10 UNIT TO MEET CRANE 02/11
15591-01-01 | O.P. Industries (Melbourne) Pty. Ltd. | Melbourne Uni - L1 234 Queensbury St | ERV2000 | ERVCO | 2000 l/s Energy Recovery Ventilator Unit SA : 2000 l/s OA : 2000 l/s RA : 2000 l/s | 2000 l/s Energy Recovery Ventilator Unit | 1 | -1 | 2017-10-27 | 2017-10-30 | 1 | 0 | 21171 |  | VIC
15508-01-01 | Fraser & Mountain Group Pty Ltd | Monash uni building 35 AC Upgrades | ERV5000-EC | ERVCO | ERV-01 5000 l/s Energy Recovery Ventilator Unit Included options : Economy Cycle Mode, CO2 Mode, HHW Coil, CHW Coil and EC Plug Fans | 5000 l/s Energy Recovery Ventilator Unit With EC | 1 | -1 | 2017-10-27 | 2017-10-18 | 1 | 0 | 38665 |  | VIC | 23/10 DEC DELIVERY / ASBESTOS ON SITE - HOLD MILPERRA
15474-09-02 | Statewide Mechanical Services Pty Ltd | Parklea Correctional Centre | ACS36RCRTP-EC | RTP | PU-01C.1 and PU-01C.2 36 kW Rooftop Packaged Unit with Single Stage Heating and Cooling Options included : Economy Cycle SA : 1520 l/s OA : 1520 l/s RA : 1520 l/s | 36 kW Rooftop Packaged Unit With Economy Cycle | 1 | -1 | 2017-10-27 | 2017-10-30 | 1 | 0 | 25371 |  | NSW
15476-02-02 | Industrial Air (SA) Pty Ltd | Austal Ships | ACS20RCRTP | RTP | 20 kW Rooftop Packaged Unit with Single Stage Heating and Cooling SA : 1000 l/s OA : 1000 l/s RA : 1000 l/s | 20kW Rooftop Packaged Unit | 1 | -1 | 2017-11-02 | 2017-11-16 | 1 | 0 | 20500 |  | INDWA
15476-01-01 | Industrial Air (SA) Pty Ltd | Austal Ships | ACS16RCRTP | RTP | 16 kW Rooftop Packaged Unit with Single Stage Heating and Cooling SA : 750 l/s OA : 750 l/s RA : 750 l/s | 16 kW Rooftop Packaged Unit | 1 | -1 | 2017-11-02 | 2017-11-15 | 1 | 0 | 18000 |  | INDWA
15476-01-03 | Industrial Air (SA) Pty Ltd | Austal Ships | ACS16RCRTP | RTP | 16 kW Rooftop Packaged Unit with Single Stage Heating and Cooling SA : 750 l/s OA : 750 l/s RA : 750 l/s | 16 kW Rooftop Packaged Unit | 1 | -1 | 2017-11-02 | 2017-11-14 | 1 | 0 | 18000 |  | INDWA
15476-02-01 | Industrial Air (SA) Pty Ltd | Austal Ships | ACS20RCRTP | RTP | 20 kW Rooftop Packaged Unit with Single Stage Heating and Cooling SA : 1000 l/s OA : 1000 l/s RA : 1000 l/s | 20kW Rooftop Packaged Unit | 1 | -1 | 2017-11-02 | 2017-11-15 | 1 | 0 | 20500 |  | INDWA
15476-01-02 | Industrial Air (SA) Pty Ltd | Austal Ships | ACS16RCRTP | RTP | 16 kW Rooftop Packaged Unit with Single Stage Heating and Cooling SA : 750 l/s OA : 750 l/s RA : 750 l/s | 16 kW Rooftop Packaged Unit | 1 | -1 | 2017-11-02 | 2017-11-15 | 1 | 0 | 18000 |  | INDWA
15619-01-01 | Industrial Air (SA) Pty Ltd | AGT Wheat | ACS11RCRTP | RTP | Special Contruct Rooftop Packaged Unit | 11 kW Rooftop Packaged Unit | 1 | -1 | 2017-11-03 | 2017-11-22 | 1 | 0 | 40000 |  | INDSA
15619-01-02 | Industrial Air (SA) Pty Ltd | AGT Wheat | ACS11RCRTP | RTP | Special Contruct Rooftop Packaged Unit | 11 kW Rooftop Packaged Unit | 1 | -1 | 2017-11-03 | 2017-11-22 | 1 | 0 | 40000 |  | INDSA
15504-01-01 | Austral Air Conditioning Services P/L | UNSW EEB AHU-5.5 | ERV7000-TALL | ERVCO | AHU-5.5 7000 l/s Energy Recovery Ventilator Unit - Tall version Options included: Chilled water coil Hot water coil SS drain tray Service lights in fan section. EC Plug fans SA : 6150 l/s OA : 6150 l/s RA : 3900 l/s | Energy Recovery Ventilator 7000 L/s | 1 | -1 | 2017-11-10 | 2017-11-09 | 1 | 0 | 50236 |  | NSW
15535-01-01 | Alpine Refrigeration (QLD) P/L | CofC Warwick | ACL60RCRTP-EC | RTP | 60 kW Rooftop Packaged Unit with Dual Stage Heating and Cooling SA : 2500 l/s, OA : 1000 l/s 75% Total efficiency counterflow plate enthalpy heat exchanger Double-skinned 50mm PIR Sandwich Panel Cabinet Corrosion Treated Coils EC Plug Fans Economy Cycle (can be operated as night purge) Bypass Dampers - Can be utilised for pull-down cycle or CO2 control Functionality wired to a terminal strip for control by others Manufacturers Commissioning Assistance | 60 kW Rooftop Packaged Unit With Economy Cycle | 1 | -1 | 2017-11-14 | 2017-11-15 | 1 | 0 | 40900 |  | QLD
15602-01-01 | AE Smith & Son (NQ) Pty Ltd | Mater Rocky Cardiology | ACDHUM2-W | DEHUM | 700 L/s DX Preconditioner Complete with: - 80% efficient sensible-only heat exchanger - Chilled Water Cooling Coil - Corrosion Resistant - Stainless Steel drain trays - EC plug fans - Supply air volume controller - Factory controls package with Low Level Interface to BMS - Deep bed filters | ACDHUM2-W | 1 | -1 | 2017-11-15 | 2017-11-16 | 1 | 0 | 25450 |  | QLD
15674-01-01 | Applied Climate Services | Buln Buln Rd Drouin | ACPP1400 | PP | 1400 l/s PoolPac Unit with Single Stage Heating and Cooling SA : 1400 l/s OA : 1400 l/s RA : 1400 l/s | 1400 l/s PoolPac Unit | 1 | -1 | 2017-11-15 | 2017-11-14 | 1 | 0 | 28810 |  | VIC
15607-01-01 | Arctic Cold Refrigeration Sales & Service Pty Ltd | Health City Springfield | ACDHUM4-D | DEHUM | 2800 L/s DX Preconditioner Complete with: 80% efficient sensible-only heat exchanger VSD compressor Stainless Steel drain trays Corrosion treated coils EC plug fans Supply air volume controller Factory controls package Deep bed filters Half day commissioning assistance including travel | ACDHUM4-D | 1 | -1 | 2017-11-24 | 2017-11-28 | 1 | 0 | 70825 |  | QLD
15632-01-01 | Benmax Engineering & Maintainence Services Pty Ltd | King Swim Macgregor | ACPP4200 | PP | 4200 l/s PoolPac Unit with Dual Stage 89kWr Heating and Cooling Options included: EC plug fans Corrosion Resistant Treatment Desuperheater Hot Gas Bypass SA : 4200 l/s OA : 4200 l/s RA : 4200 l/s | 4200 l/s PoolPac Unit | 1 | -1 | 2017-11-24 | 2017-11-30 | 1 | 0 | 79845 |  | NSW
15590-01-01 | D&E Air Conditioning Pty Ltd | Swanston Central | ACPP3600 | PP | ERV-06.01 (Spa/Meditation) 3600 l/s PoolPac Unit with Dual Stage Heating and Cooling, EC Plug Fans, CPG Constant Fan Speed Controllers, PIR Cool Room Panel (R=2.63), Full Tropic Proof Corrosion Treatment SA : 3525 l/s @ 380Pa ESP OA : 3525 l/s RA : 3525 l/s @ 380Pa ESP Cond Makeup: 3000L/s | 3600 l/s PoolPac Unit | 1 | -1 | 2017-11-27 | 2017-12-04 | 1 | 0 | 50518 |  | VIC
15590-02-01 | D&E Air Conditioning Pty Ltd | Swanston Central | ACPP5000 | PP | ERV-06.02 (Pool/Cabana Area) 5000 l/s PoolPac Unit with Dual Stage Heating and Cooling, EC Plug Fans, CPG Constant Fan Speed Controllers, PIR Cool Room Panel (R=2.63), Full Tropic Proof Corrosion Treatment SA : 4692 l/s @ 380Pa ESP OA : 4692 l/s RA : 4692 l/s @ 380Pa ESP Cond Makeup: 3000L/s | 5000 l/s PoolPac Unit | 1 | -1 | 2017-11-27 | 2017-12-05 | 1 | 0 | 63890 |  | VIC
15658-01-01 | Grosvenor Engineering Group Pty Ltd | 44 Market Street - EOTF | ACS20RCRTP | RTP | ERV-LG-01 20 kW Rooftop Packaged Unit with Single Stage Heating and Cooling (Part A: Refrigeration & Electrical Section) Options included: Sensible heat exchanger with drain tray Split Construction SA : 920 l/s OA : 920 l/s RA : 920 l/s | 20kW Rooftop Packaged Unit | 1 | -1 | 2017-11-28 | 2017-12-05 | 1 | 0 | 19177 |  | NSW
15664-01-01 | Mechtrol Pty Ltd | Mechtrol D&C Pool | ERV1000 | ERVCO | 1000 l/s Energy Recovery Ventilator Unit SA : 1000 l/s OA : 1000 l/s RA : 1000 l/s | 1000 l/s Energy Recovery Ventilator Unit | 1 | -1 | 2017-11-28 | 2017-12-07 | 1 | 0 | 11317 |  | VIC
15700-01-01 | Eurobodalla Refrigeraiton and Air Conditioning Pty | TAB Sports Bar - Batemans Bay | ACS36RCRTP | RTP | 36 kW Rooftop Packaged Unit with Single Stage Heating and Cooling SA : 1700 l/s OA : 1700 l/s RA : 1700 l/s | 36 kW Rooftop Packaged Unit | 1 | -1 | 2017-12-04 | 2017-12-12 | 1 | 0 | 28500 |  | NSW
15639-01-01 | Vent Mechanical Services Pty Ltd | Taronga Institute of Science & Learning | ACL52RCRTP-EC | RTP | 52 kW Rooftop Packaged Unit with Dual Stage Heating and Cooling with Advanced Control system for HLI. Options : Economy Cycle EC Plug fans SA : 2300 l/s OA : 2300 l/s RA : 2300 l/s | 52 kW Rooftop Packaged Unit With Economy Cycle | 1 | -1 | 2017-12-08 | 2017-12-08 | 1 | 0 | 42501 |  | NSW
15698-01-01 | A. C. Hall Air Conditioning | Heidelberg Police Station HRU | ACS27RCRTP | RTP | EAU-1 27 kW Heat Recovery Rooftop Packaged Unit with Single Stage Heating and Cooling c/w EC Plug Fans and CPG Fan Speed Controllers SA : 1230 l/s OA : 1230 l/s RA : 1230 l/s | 27 kW Rooftop Packaged Unit | 1 | -1 | 2017-12-08 | 2017-12-12 | 1 | 0 | 26330 |  | VIC
15698-02-01 | A. C. Hall Air Conditioning | Heidelberg Police Station HRU | ACS11RCRTP | RTP | EAU-2 11 kW Heat Recovery Rooftop Packaged Unit with Single Stage Heating and Cooling c/w EC Plug Fans and CPG Fan Speed Controllers SA : 460 l/s OA : 460 l/s RA : 460 l/s | 11 kW Rooftop Packaged Unit | 1 | -1 | 2017-12-08 | 2017-12-13 | 1 | 0 | 20200 |  | VIC
15620-01-01 | Wild Air Conditioning | Roma Street Platform 10 | ACS36RCRTP | RTP | 36 kW Rooftop Packaged Unit SA : 1700 l/s, OA : 1700 l/s - 75% Total efficiency Enthalpy counterflow plate heat Exchanger - Double-skinned 50mm PIR Sandwich Panel Cabinet - Corrosion Treated Coils - EC Plug Fans c/w proprietary air volume controllers - Bypass Dampers - Can be utilised for pull-down cycle or CO2 control - Functionality wired to a terminal strip for control by others - Half day commissioning assistance including travel | 36 kW Rooftop Packaged Unit | 1 | -1 | 2017-12-08 | 2017-12-11 | 1 | 0 | 26760 |  | QLD
15691-01-01 | Archer Air Conditioning Pty Ltd | 11 Cranbrook Lane | ACPP1200 | PP | PAC-B.01 1200 l/s PoolPac Unit with Single Stage Heating and Cooling SA : 1200 l/s OA : 1200 l/s RA : 1200 l/s | 1200 l/s PoolPac Unit | 1 | -1 | 2017-12-08 | 2017-12-08 | 1 | 0 | 28714 |  | NSW
15600-01-01 | Glennair Airconditioning | Robina Medical Centre | ACL70RCRTP-EC | RTP | ERV-1 70 kW Rooftop Packaged Unit with Reverse Cycle Variable Speed Compressor - Forward Curved Centrifugal Fans c/w VSD - Counterflow Enthalpy Heat Exchanger (75% Nominal efficiency) - Stainless Steel Drain tray and fixings to suit coastal environment - Half Day Commissioning Assistance including Travel Option(s) : Economy Cycle and Return Air Bypass SA : 2700 l/s; OA : 2700 l/s | 70 kW Rooftop Packaged Unit With Economy Cycle | 1 | -1 | 2017-12-08 | 2017-12-18 | 1 | 0 | 49800 |  | QLD | 11/12 UNIT WANTED IN JAN 2018
15701-01-01 | Delta Air Conditioning Pty Limited | Virbac Penrith AHU054A | ACS27RCRTP | RTP | 27 kW Rooftop Packaged Unit with Single Stage Heating and Cooling Options included: Condenser Upgrade EC plug fans SA : 1100 l/s OA : 1100 l/s RA : 1100 l/s | 27 kW Rooftop Packaged Unit | 1 | -1 | 2017-12-11 | 2017-12-12 | 1 | 0 | 32130 |  | NSW
15707-01-01 | Trevena Sustainable Heating + Cooling | Shayne Reese Swimming | ACPP2800 | PP | ERHP-1 2800 l/s PoolPac Unit with Dual Stage Heating and Cooling, EC Plug Fans, CPG Fan Speed Controllers, RABP (up to 50%), Full Tropic Proof Anti Corrosive Treatment and Factory Tested and Commissioned Stand Alone Advanced Control System. SA : 2440 l/s @ 350Pa ESP OA : 2800 l/s RA : 2800 l/s | 2800 l/s PoolPac Unit | 1 | -1 | 2017-12-11 | 2017-12-22 | 1 | 0 | 50400 |  | VIC
15699-01-01 | Grosvenor Engineering Group Pty Ltd | Fire & Rescue NSW PAC | ACS36RCRTP-EC | RTP | 36 kW Rooftop Packaged Unit with Single Stage Heating and Cooling Options included : Economy Cycle SA : 1700 l/s OA : 1700 l/s RA : 1700 l/s | 36 kW Rooftop Packaged Unit With Economy Cycle | 1 | -1 | 2017-12-11 | 2017-12-12 | 1 | 0 | 36460 |  | NSW | 28/11 ROOF DELAY ONSITE, WANTED JAN 2018
15713-01-01 | James L Williams (NSW) Pty Ltd | UNSW R1 Rabbit Holding Facility | ACS32RCRTP | RTP | ERV-G1 20 kW Rooftop Packaged Unit with Single Stage Heating and Cooling Options included: EC Plug fans 50mm Acoustic Insulation SA : 1650 l/s OA : 1650 l/s RA : 1520 l/s | 32 kW Rooftop Packaged Unit | 1 | -1 | 2017-12-15 | 2017-12-19 | 1 | 0 | 27040 |  | SEA | 11/12 MUST BE ONSITE BY 19/12
15713-02-01 | James L Williams (NSW) Pty Ltd | UNSW R1 Rabbit Holding Facility | ACS32RCRTP | RTP | ERV-G2 20 kW Rooftop Packaged Unit with Single Stage Heating and Cooling Options included: EC Plug fans 50mm Acoustic Insulation Opposite Handing SA : 1650 l/s OA : 1650 l/s RA : 1520 l/s | 32 kW Rooftop Packaged Unit | 1 | -1 | 2017-12-15 | 2017-12-19 | 1 | 0 | 28040 |  | NSW | 11/12 MUST BE ONSITE BY 19/12
15772-01-01 | Industrial Air (SA) Pty Ltd | Mawson Lakes P School SA | ACS36RCRTP | RTP | 36 kW Rooftop Packaged Unit with Single Stage Heating and Cooling Supply Air: 1700 l/s @ 250pa ESP Outside air: 510 to 850 l/s Return air Bypass Damper/motor Outside side air will be modulated with CO2 sensor. Damper wiring back to the terminal block. Fault output terminal | 36 kW Rooftop Packaged Unit | 1 | -1 | 2017-12-17 | 2018-01-09 | 1 | 0 | 24062 |  | INDSA
15719-01-01 | Airic Pty Ltd | Casella Residence | ACPP2300 | PP | ERV-01 2300 l/s PoolPac Unit with Dual Stage Heating and Cooling Option included: Inverted Airflow SA : 2270 l/s OA : 2270 l/s RA : 2270 l/s | 2300 l/s PoolPac Unit | 1 | -1 | 2017-12-22 | 2017-12-19 | 1 | 0 | 40365 |  | NSW
15854-01-01 | A.E. Smith & Son (SEQ) Pty Ltd | Baxter Health Care Coorparoo Plug Fans retrofit | FAN UPGRADE |  | Fans, panels, wiring and electrical box | FAN UPGRADE | 1 | -1 | 2018-01-08 | 2018-01-17 | 1 | 0 | 17350 |  | QLD
15773-01-01 | Industrial Air (SA) Pty Ltd | Lakelands | ACPP2000 | PP | 2000 l/s PoolPac Unit with Dual Stage Heating and Cooling c/w controls SA : 2000 l/s OA : 2000 l/s RA : 2100 l/s | 2000 l/s PoolPac Unit | 1 | -1 | 2018-01-22 | 2018-01-29 | 1 | 0 | 47950 |  | INDSA
15863-01-01 | Summit Industrial Chillers Pty Ltd | Orora Chiller Rebuild | CHILLER REPAIRS | SERVI | - Replace Evaporator Coil - Pressure Test and Charge with refrigerant - FAT - Delivery and installation of water connections | CHILLER REPAIRS | 1 | -1 | 2018-01-23 | 2018-01-24 | 1 | 0 | 19120 |  | NSW
15689-01-01 | Energy Air Pty Ltd | Bob Ell's Pool | ACPP1200 | PP | 1200 l/s PoolPac Unit with Single Stage Heating and Cooling SA : 1200 l/s, OA : 1200 l/s, RA : 1200 l/s - 80% efficient sensible-only heat exchanger - Double-skinned 50mm PIR Sandwich Panel Cabinet - Corrosion Treated Coils and Cabinet for pool environment - Corrosion resistant EC Plug Fans c/w proprietary air volume controllers - Bypass Dampers - Can be utilised for pull-down cycle or CO2 control - VSD compressors - Hot Gas Reheat Coils - available in staged or modulating control - Power coated drain tray - Functionality wired to a terminal strip for control by others - Half day Manufacturers Commissioning Assistance FIS Gold Coast | 1200 l/s PoolPac Unit | 1 | -1 | 2018-01-24 | 2018-02-01 | 1 | 0 | 52400 |  | QLD
15750-01-01 | Airmaster Australia Pty Ltd | University of Canberra - Building 14 | NEXT AHU8000 | AHU | 8000 l/s Heat/Energy Recovery Air Handling Unit (Part A) Options included: EC plug fans Chilled Water Coil Hot Water Coil Economy Cycle Modulating Return Air Bypass/OA Dampers SA : 8500 l/s OA : 5400 l/s RA : 8500 l/s RABP: 3100 l/s | NEXT AHU 8000 L/S | 1 | -1 | 2018-01-25 | 2018-01-30 | 1 | 0 | 28523 |  | NSW
15750-02-01 | Airmaster Australia Pty Ltd | University of Canberra - Building 14 | NEXT AHU8000 | AHU | 8000 l/s Heat/Energy Recovery Air Handling Unit (Part B) | NEXT AHU 8000 L/S | 1 | -1 | 2018-01-25 | 2018-01-30 | 1 | 0 | 28523 |  | NSW
15734-01-01 | Industrial Air (SA) Pty Ltd | Marrara Tennis Centre | ACL96RCRTP | RTP | 96 kW Rooftop Packaged Unit with Dual Stage Heating and Cooling SA : 4200 l/s OA : 4200 l/s RA : 4200 l/s | 96 kW Rooftop Packaged Unit | 1 | -1 | 2018-01-29 | 2018-02-16 | 1 | 0 | 64200 |  | INDSA | 06/02 UNIT WANTED MARCH 2018 - VENKAT
15377-01-01 | Capricorn - SOLUTIONS IN AIR MOVEMENT 2 PTY LTD | Mission Beach Aquatic Centre (ACC534) | ACDHUM3-D | DEHUM | 1700 L/s DX Dehumidification Unit Complete with: - 80% efficient sensible-only heat exchanger - Dual VSD compressors - Hot gas reheat coil for humidity control - Packaged Condenser - Stainless drain tray - Corrosion treated coils - EC plug fans - Supply air volume controller - Factory controls package incl. cooling, dehumidification, heating control, necessary field devices and wall interface, time scheduling - Deep bed filters - Half day commissioning assistance including travel | ACDHUM3-D | 1 | -1 | 2018-01-29 | 2018-02-12 | 1 | 0 | 76500 |  | QLD
15499-01-01 | Summit Industrial Chillers Pty Ltd | FL Smidth | SIC-EST-516-10-40 | CHILL | 516kW Chiller at 10 Deg C Water at 40 Deg C Air Chiller designed with two comlpete independant refrigeration circuits including Sem Hermetic Compressor Insulated 5000 L tank with baffle to divide hot and cold side One dedicated chiller, one dedicated proces pump | 516kW Chiller at 10 Deg C Water at 40 Deg C | 1 | -1 | 2018-01-30 | 2018-02-14 | 1 | 0 | 351400 |  | SIC | FL SMIDTH
15562-01-01 | Summit Industrial Chillers Pty Ltd | Taronga Zoo | SIC-ECT-12-10-40 | CHILL | 12kW Chiller at 10 Deg C Water at 40 Deg C Air Ambient (Top Air Discharge) Features Cabinet Galvanised Steel Frame Galvanised steel panels powdered coated Refrigeration Single refrigeration circuit with hermetic scroll compressor Refrigerant R134a for High Air ambient temperature 120L 304SS insulated Tank EC Fan (Built in VSD) to Control Head Pressure Electrical All internal wiring included Wiring complies to AS3000 Voltage Free Contacts for Alarms Water Lowara Pump with SS316 pump housing (5HM03N04T5RVBV...) Water outlet/ inlet, Water - Make Up, and drain All water pipe insulated | 12kW Chiller at 10 Deg C Water at 40 Deg C air | 1 | -1 | 2018-01-31 | 2018-02-21 | 1 | 0 | 27583.33 |  | SIC
15615-01-01 | Summit Industrial Chillers Pty Ltd | Lycopodium | SIC-ECT-6--15-45 | CHILL | 6kW Chiller at -15 deg C water (40% Ethylene Glycol) at 45 deg C Features: Cabinet Galvanised frame Galvanised panels powdered coated Refrigeration Danfoss Hermetic Reciprocating Compressor Evaporator Coils mounted inside the tank Air Cooled Condensers with aluminium fins coated EBM EC Fans (Built-in VSD) used to control head pressure Electrical Standard Carel U2 SE Refrigeration Controller Communication Provided 1) Chiller "Remote Stop / Start" (Dry contacts may be a pulse signal, Digital 24vdc) 2)Chiller Status "Running" (Dry contacts Digital 24vdc) 3) Chiller Status "Stopped" (Dry contacts Digital 24vdc) 4) Chiller Status "Fault" (Dry contacts Digital 24vdc) 5) Chiller Status "Run Temperature" Analogue Output 4-20ma 6) Chiller Status "Temperature Input / Set point" (Temperature Transmitter 4 - 20mA not supplied completed by others) Wiring mounted inside an IP66 electrical enclosure All electrical wiring included and complies to AS60204.1 Water 400L 304 Stainless Steel Tank Insulated 25 NB BSP Socket in Tank located at minimal water level One (1) x Grundfos Duty Pump + One (1) x Grundfos Standby Pump with Ethylene Glycol Pump Seals Pump automatic rotation (base on 7 Day rotation & Duty Pump fault) Water Valves included are: isolation valves, Y-Strainers, Non-Return Valves, water flow switch, and water balancing valve All water pipe are insulated Water Outlet / Inlet, Make Up, and drain included | 6kW Chiller at -15 Deg C Water at 45 Deg C Air | 1 | -1 | 2018-01-31 | 2018-05-03 | 1 | 0 | 19200 |  | SIC
15562-02-01 | Summit Industrial Chillers Pty Ltd | Taronga Zoo | SIC-ECT-22-10-40 | CHILL | 22kW Chiller at 10 Deg C Water at 40 Deg C Air Ambient (Top Air Discharge) Features Cabinet Galvanised Steel Frame Galvanised steel panels powdered coated Refrigeration Single refrigeration circuit with hermetic scroll compressor Refrigerant R134a for High Air ambient temperature 300L 304SS insulated Tank EC Fan (Built in VSD) to Control Head Pressure Electrical All internal wiring included Wiring complies to AS3000 Voltage Free Contacts for Alarms Water Lowara Pump with SS316 pump housing (10MHM02N07T5RVBV...) Water outlet/ inlet, Water - Make Up, and drain All water pipe insulated | 22kW Chiller at 10 Deg C Water at 40 Deg C Air | 1 | -1 | 2018-01-31 | 2018-02-21 | 1 | 0 | 34183.35 |  | SIC
15847-01-01 | Leader HVAC | University of Sydney - B10 Necropsy Lab | ACL45RCRTP-EC | RTP | HRU-1 & 2 (Offices) 45 kW Rooftop Packaged Unit with Dual Stage Heating and Cooling Option(s) : Economy Cycle, Return Air Bypass, EC Plug Fans with CPG Controllers and Downgraded Compressors (2 x 11kw) SA : 2000 l/s OA : 2000 l/s EA : 2000 l/s | 45 kW Rooftop Packaged Unit With Economy Cycle | 1 | -1 | 2018-01-31 | 2018-03-02 | 1 | 0 | 49058 |  | NSW
15562-03-01 | Summit Industrial Chillers Pty Ltd | Taronga Zoo | SIC-ECT-28-10-40 | CHILL | 28kW Chiller at 10 Deg C Water at 40 Deg C Air Ambient (Top Air Discharge) Features Cabinet Galvanised Steel Frame Galvanised steel panels powdered coated Refrigeration Single refrigeration circuit with hermetic scroll compressor Refrigerant R134a for High Air ambient temperature 300L 304SS insulated Tank EC Fan (Built in VSD) to Control Head Pressure Electrical All internal wiring included Wiring complies to AS3000 Voltage Free Contacts for Alarms Water Lowara Pump with SS316 pump housing (10MHM02N07T5RVBV...) Water outlet/ inlet, Water - Make Up, and drain All water pipe insulated | 28kW Chiller 10 Deg C Water at 40 Deg C Air | 1 | -1 | 2018-01-31 | 2018-02-21 | 1 | 0 | 38433.33 |  | SIC
15546-01-01 | NRG Electrical Queensland | Living Gem Highfields | ACPP3200 | PP | 3200 l/s PoolPac Unit with Dual Stage Heating and Cooling SA : 3200 l/s, OA : 3200 l/s, RA : 3200 l/s - 80% efficient sensible only heat Exchanger - Double-skinned 50mm PIR Sandwich Panel Cabinet - Corrosion resistant copper tube- aluminium finned coil - EC Plug Fans c/w proprietary air volume controllers - Stainless steel drain tray - Half day comissioning assistance including travel | 3200 l/s PoolPac Unit | 1 | -1 | 2018-01-31 | 2018-02-08 | 1 | 0 | 49500 |  | QLD
15751-01-01 | Industrial Air (SA) Pty Ltd | Abergeldie House | ACPP3600 | PP | 3600 l/s PoolPac Unit with Dual Stage Heating and Cooling SA : 3600 l/s OA : 3600 l/s RA : 3600 l/s | 3600 l/s PoolPac Unit | 1 | -1 | 2018-01-31 | 2018-02-12 | 1 | 0 | 53000 |  | INDNT | 09/01 SITE DELAYS, SHIP MID FEB
15726-01-01 | Industrial Air (SA) Pty Ltd | Riverland SA Almond Processing | PCU-N-D 15 | DEHUM | PCU-N-D 15 | PCU-N-D 15 | 1 | -1 | 2018-02-12 | 2018-02-13 | 1 | 0 | 68300 |  | INDSA
15740-01-01 | Arctic Air Conditioning (AUST) Pty Ltd | Southern Highlands Police Station | ACS16RCRTP-EC | RTP | PAC-L42.2 and PAC-L42.3 16 kW Rooftop Packaged Unit with Single Stage Heating and Cooling SA : 750 l/s; OA : 750 l/s; RA : 750 l/s Option(s) : Economy Cycle incl Bypass Dampers and actuators EC Plug Fans - c/w HLI Cards for Modbus communication Stainless Steel Condensate Trays Functionality is wired to a terminal strip for control by others | 16 kW Rooftop Packaged Unit With Economy Cycle | 1 | -1 | 2018-02-12 | 2018-02-13 | 1 | 0 | 24940 |  | NSW
15747-01-01 | Griepink & Ward Air Conditioning | Linlithgow House | ACPP750 | PP | 750 l/s PoolPac Unit with Single Stage Heating and Cooling. SA : 500 l/s OA : 500 l/s RA : 500 l/s | 750 l/s PoolPac Unit | 1 | -1 | 2018-02-13 | 2018-02-09 | 1 | 0 | 20754 |  | VIC | 12/02 *****CUST NEEDS CREDIT *****
15596-02-01 | Paramount Airconditioning (Aust) Pty Ltd | University Hill SC | ACL45RCRTP-EC | RTP | HRU-1 & 2 (Offices) 45 kW Rooftop Packaged Unit with Dual Stage Heating and Cooling Option(s) : Economy Cycle, Return Air Bypass, EC Plug Fans with CPG Controllers and Downgraded Compressors (2 x 11kw) SA : 2000 l/s OA : 2000 l/s EA : 2000 l/s | 45 kW Rooftop Packaged Unit With Economy Cycle | 1 | -1 | 2018-02-19 | 2018-02-22 | 1 | 0 | 31908 |  | VIC | 26/02 AWAITING COMPLETION OF 3RD UNIT
15596-01-01 | Paramount Airconditioning (Aust) Pty Ltd | University Hill SC | ACL70RCRTP-EC | RTP | HRU-1 (Mall) 70 kW Rooftop Packaged Unit with Dual Stage Heating and Cooling Option(s) : Economy Cycle, Return Air Bypass, EC Plug Fans with CPG Controllers and Downgraded Compressors (2 x 16kw) SA : 4750 l/s OA : 2240 l/s EA : 2240 l/s | 70 kW Rooftop Packaged Unit With Economy Cycle | 1 | -1 | 2018-02-19 | 2018-02-22 | 1 | 0 | 37093 |  | VIC | 26/02 AWAITING COMPLETION OF 3RD UNIT
15596-02-02 | Paramount Airconditioning (Aust) Pty Ltd | University Hill SC | ACL45RCRTP-EC | RTP | HRU-1 & 2 (Offices) 45 kW Rooftop Packaged Unit with Dual Stage Heating and Cooling Option(s) : Economy Cycle, Return Air Bypass, EC Plug Fans with CPG Controllers and Downgraded Compressors (2 x 11kw) SA : 2000 l/s OA : 2000 l/s EA : 2000 l/s | 45 kW Rooftop Packaged Unit With Economy Cycle | 1 | -1 | 2018-02-19 | 2018-03-01 | 1 | 0 | 31908 |  | VIC
15781-01-01 | Industrial Air (SA) Pty Ltd | Fullarton Lutheran Homes | ACL60RCRTP | RTP | 60 kW Rooftop Packaged Unit with Dual Stage Heating and Cooling SA : 2700 l/s OA : 2700 l/s RA : 2700 l/s | 60 kW Rooftop Packaged Unit | 1 | -1 | 2018-02-23 | 2018-02-28 | 1 | 0 | 48599 |  | INDSA
15733-01-01 | Industrial Air (SA) Pty Ltd | Pultney | ACL60RCRTP-EC | RTP | 60 kW Rooftop Packaged Unit with Dual Stage Heating and Cooling Option(s) : Economy Cycle ECP Fans BLDC Compressors SA : 2700 l/s OA : 2700 l/s RA : 2700 l/s | 60 kW Rooftop Packaged Unit With Economy Cycle | 1 | -1 | 2018-02-23 | 2018-02-23 | 1 | 0 | 48300 |  | INDSA
15706-03-01 | Conte Services | The Centre Ivanhoe Stage 2.5 | AC-RC | RTP | CU CR1 32 kW Single Stage Reverse Cycle Remote DX Condenser c/w EC Axial Fans and Danfoss Scroll Compressor & CU SR1 67 kW Dual Stage Reverse Cycle Remote DX Condenser c/w EC Axial Fans and Danfoss Scroll Compressors | Remote DX Condenser 32 kW | 1 | -1 | 2018-02-26 | 2018-03-01 | 1 | 0 | 59912 |  | VIC | WEDDING BOOKED FOR 17/02 - NEEDS UNITS ASAP
15706-02-01 | Conte Services | The Centre Ivanhoe Stage 2.5 | ERV2000-EC | ERVCO | AC CR.1 2000 l/s Energy Recovery Ventilator Unit Option(s) : Economy Cycle, 32kW DX Coil, EC Plug Fans SA : 1600 l/s @ 350Pa ESP OA : 1125 l/s RA : 1600 l/s @ 350Pa ESP EA : 1125 l/s | 2000 l/s Energy Recovery Ventilator Unit With EC | 1 | -1 | 2018-02-26 | 2018-02-27 | 1 | 0 | 21790 |  | VIC | WEDDING BOOKED FOR 17/02 - NEEDS UNITS ASAP
15706-01-01 | Conte Services | The Centre Ivanhoe Stage 2.5 | ERV3000-EC | ERVCO | AC SR.1 3000 l/s Energy Recovery Ventilator Unit Option(s) : Economy Cycle, 67kW DX Coil, EC Plug Fans SA : 3600 l/s @ 350Pa ESP OA : 2250 l/s RA : 3600 l/s @ 350Pa ESP EA : 2250 l/s | 3000 l/s Energy Recovery Ventilator Unit With EC | 1 | -1 | 2018-02-26 | 2018-03-01 | 1 | 0 | 25560 |  | VIC | WEDDING BOOKED FOR 17/02 - NEEDS UNITS ASAP
15794-01-01 | Deco Contracting Pty Ltd | PPC Croydon South | ACL52RCRTP-EC | RTP | PAC-1 52 kW Rooftop Packaged Unit with Dual Stage Heating and Cooling Option(s) : Economy Cycle, EC Plug Fans, CPG Fans Speed Controllers and 80% Effective Sensible Only Counterflow Heat Exchanger. SA : 2300 l/s OA : 2300 l/s RA : 2300 l/s | 52 kW Rooftop Packaged Unit With Economy Cycle | 1 | -1 | 2018-02-27 | 2018-03-05 | 1 | 0 | 43501 |  | VIC
15474-08-01 | Statewide Mechanical Services Pty Ltd | Parklea Correctional Centre | ACS20RCRTP | RTP | PU-01A.3 and PU-01A.4 20 kW Rooftop Packaged Unit with Single Stage Heating and Cooling Options included: Return air bypass SA : 800 l/s OA : 800 l/s RA : 800 l/s | 20kW Rooftop Packaged Unit | 1 | -1 | 2018-02-28 | 2018-03-16 | 1 | 0 | 18826 |  | NSW | UNITS ARRIVED FROM AFS - RE-WORK TO BE DONE BY ACA MILPERRA
15474-08-02 | Statewide Mechanical Services Pty Ltd | Parklea Correctional Centre | ACS20RCRTP | RTP | PU-01A.3 and PU-01A.4 20 kW Rooftop Packaged Unit with Single Stage Heating and Cooling SA : 800 l/s OA : 800 l/s RA : 800 l/s | 20kW Rooftop Packaged Unit | 1 | -1 | 2018-02-28 | 2018-03-16 | 1 | 0 | 18826 |  | NSW | UNITS ARRIVED FROM AFS - RE-WORK TO BE DONE BY ACA MILPERRA
15474-03-02 | Statewide Mechanical Services Pty Ltd | Parklea Correctional Centre | ACS20RCRTP | RTP | PU-01D.3 and PU-01D.4 20 kW Rooftop Packaged Unit with Single Stage Heating and Cooling SA : 800 l/s OA : 800 l/s RA : 800 l/s | 20kW Rooftop Packaged Unit | 1 | -1 | 2018-02-28 | 2018-03-16 | 1 | 0 | 18826 |  | NSW | UNITS ARRIVED FROM AFS - RE-WORK TO BE DONE BY ACA MILPERRA
15474-03-01 | Statewide Mechanical Services Pty Ltd | Parklea Correctional Centre | ACS20RCRTP | RTP | PU-01D.3 and PU-01D.4 20 kW Rooftop Packaged Unit with Single Stage Heating and Cooling Options included: Return air bypass SA : 800 l/s OA : 800 l/s RA : 800 l/s | 20kW Rooftop Packaged Unit | 1 | -1 | 2018-02-28 | 2018-03-16 | 1 | 0 | 18826 |  | NSW | UNITS ARRIVED FROM AFS - RE-WORK TO BE DONE BY ACA MILPERRA
15474-11-02 | Statewide Mechanical Services Pty Ltd | Parklea Correctional Centre | ACS36RCRTP-EC | RTP | PU-01D.1 and PU-01D.2 36 kW Rooftop Packaged Unit with Single Stage Heating and Cooling Options included : Economy Cycle SA : 1520 l/s OA : 1520 l/s RA : 1520 l/s | 36 kW Rooftop Packaged Unit With Economy Cycle | 1 | -1 | 2018-02-28 | 2018-03-16 | 0 | -1 | 25371 | 2018-03-29 | NSW | UNITS ARRIVED FROM AFS - RE-WORK TO BE DONE BY ACA MILPERRA
15680-01-01 | IdealAir MAJOR AIR PTY LTD | Waimea Pool House | ACPP750 | PP | 750 l/s PoolPac Unit with VSD Heating and Cooling, ECP, RABP and AC. SA : 750 l/s OA : 750 l/s RA : 750 l/s | 750 l/s PoolPac Unit | 1 | -1 | 2018-02-28 | 2018-03-16 | 1 | 0 | 30913 |  | MAJ | ALL EXTERIOR PANELS TO BE PAINTED WOODLAND GREY
15474-10-02 | Statewide Mechanical Services Pty Ltd | Parklea Correctional Centre | ACS36RCRTP-EC | RTP | PU-01A.1 and PU-01A.2 36 kW Rooftop Packaged Unit with Single Stage Heating and Cooling Options included : Economy Cycle SA : 1520 l/s OA : 1520 l/s RA : 1520 l/s | 36 kW Rooftop Packaged Unit With Economy Cycle | 1 | -1 | 2018-02-28 | 2018-04-03 | 0 | -1 | 25371 | 2018-04-03 | NSW | UNITS ARRIVED FROM AFS - RE-WORK TO BE DONE BY ACA MILPERRA
15894-02-01 | Solarite Air Conditioning Services pty Ltd | ACU Blackfriars Cloister Refurbishment | ACS20RCRTP | RTP | AC-G-26 20 kW Rooftop Packaged Unit with Single Stage Heating and Cooling Options included: CO2 Control Return Air Bypass HLI Modbus TCP/IP Time Scheduling at HMI Integrated Fan VSDs SA : 1000 l/s OA : 1000 l/s RA : 1000 l/s | 20kW Rooftop Packaged Unit | 1 | -1 | 2018-02-28 | 2018-03-13 | 1 | 0 | 28620 |  | NSW
15474-10-01 | Statewide Mechanical Services Pty Ltd | Parklea Correctional Centre | ACS36RCRTP-EC | RTP | PU-01A.1 and PU-01A.2 36 kW Rooftop Packaged Unit with Single Stage Heating and Cooling Options included : Economy Cycle SA : 1520 l/s OA : 1520 l/s RA : 1520 l/s | 36 kW Rooftop Packaged Unit With Economy Cycle | 1 | -1 | 2018-02-28 | 2018-03-16 | 0 | -1 | 25371 | 2018-03-29 | NSW | UNITS ARRIVED FROM AFS - RE-WORK TO BE DONE BY ACA MILPERRA
15474-11-01 | Statewide Mechanical Services Pty Ltd | Parklea Correctional Centre | ACS36RCRTP-EC | RTP | PU-01D.1 and PU-01D.2 36 kW Rooftop Packaged Unit with Single Stage Heating and Cooling Options included : Economy Cycle SA : 1520 l/s OA : 1520 l/s RA : 1520 l/s | 36 kW Rooftop Packaged Unit With Economy Cycle | 1 | -1 | 2018-02-28 | 2018-03-16 | 0 | -1 | 25371 | 2018-03-29 | NSW | UNITS ARRIVED FROM AFS - RE-WORK TO BE DONE BY ACA MILPERRA
15918-01-01 | Climatech ACT Pty Ltd | ANU Student Accommodation SA6 | ACL82RCRTP-EC | RTP | B1-G & B2-G Dining 82 kW Rooftop Packaged Unit with Dual Stage Heating and Cooling Options included : Economy Cycle EC plug fans Sensible Heat exchanger SA : 3150 - 3700 l/s OA : 3150 - 3700 l/s RA : 3150 - 3700 l/s | 82 kW Rooftop Packaged Unit With Economy Cycle | 1 | -1 | 2018-03-02 | 2018-03-26 | 1 | 0 | 47700 |  | NSW
15918-01-02 | Climatech ACT Pty Ltd | ANU Student Accommodation SA6 | ACL82RCRTP-EC | RTP | B1-G & B2-G Dining 82 kW Rooftop Packaged Unit with Dual Stage Heating and Cooling Options included : Economy Cycle EC plug fans Sensible Heat exchanger SA : 3150 - 3700 l/s OA : 3150 - 3700 l/s RA : 3150 - 3700 l/s | 82 kW Rooftop Packaged Unit With Economy Cycle | 1 | -1 | 2018-03-02 | 2018-03-26 | 1 | 0 | 47700 |  | NSW
15773-02-01 | Industrial Air (SA) Pty Ltd | Lakelands | ACS32RCRTP | RTP | 32 kW Rooftop Packaged Unit with Single Stage Heating and Cooling c/w controls and CO2 Sensors SA : 1400 l/s OA : 1400 l/s RA : 1400 l/s | 32 kW Rooftop Packaged Unit | 1 | -1 | 2018-03-09 | 2018-04-05 | 1 | 0 | 40402 |  | INDWA
15773-04-01 | Industrial Air (SA) Pty Ltd | Lakelands | ACL60RCRTP | RTP | 60 kW Rooftop Packaged Unit with Dual Stage Heating and Cooling c/w controls and CO2 Sensors SA : 2700 l/s OA : 2700 l/s RA : 2700 l/s | 60 kW Rooftop Packaged Unit | 1 | -1 | 2018-03-09 | 2018-04-04 | 1 | 0 | 56111 |  | INDWA
15773-03-01 | Industrial Air (SA) Pty Ltd | Lakelands | ACL45RCRTP | RTP | 45 kW Rooftop Packaged Unit with Dual Stage Heating and Cooling c/w controls and CO2 Sensors SA : 2000 l/s OA : 2000 l/s RA : 2000 l/s | 45 kW Rooftop Packaged Unit | 1 | -1 | 2018-03-09 | 2018-04-09 | 1 | 0 | 48095 |  | INDWA
15901-01-01 | Gray Bros Air Conditioning Pty Ltd | Chermside Day Hospital | PCU-N-D 10 | DEHUM | 25 kW Temp and Humidity Control system complete with - Galvanised Channel Base Frame - Sandwich Panel Cabinet - Variable Capacity Compressor - Modulating Reheat Coil for Humidity Control - Stainless Steel Drain Tray - Remote Condenser - Integrated Mixing Plenum c/w G4 Panel and F5 (or F7) Deep Bed FIiter - Proprietary Controls complete with - Room Interface (temp sensor and SP adjustment) - Duct Mounted Humidity Sensor - Head and Suction Pressure Control - Split construction allowance (3 sections) (Input required from DDC/Timeclock for stop/start) Incl Half Day Commissioning Assistance | PCU-N-D 10 | 1 | -1 | 2018-03-14 | 2018-03-16 | 1 | 0 | 34697 |  | QLD
15883-01-01 | C.A Group Services Pty Ltd | Q1510 | ACV132RCRTP | 50RTP |  | 132kW ACV Rooftop Packaged Unit | 1 | -1 | 2018-03-14 | 2018-03-23 | 1 | 0 | 97500 |  | VIC
15911-01-01 | Quadrant Mechanical Services Pty Ltd | Monash Uni Building 12 Law | ERV2500-EC | ERVCO | ERV-AHU-2 2500 l/s Energy Recovery Ventilator Unit Option(s) : Economy Cycle, Modulating RABP, EC Plug Fans, CHW/HHW Coils and 75% Effective Enthalpy Heat Exchangers SA : 2200 / 2100 l/s @ 150Pa ESP OA : 2200 / 2100 l/s RA : 2200 / 2100 l/s | 2500 l/s Energy Recovery Ventilator Unit With EC | 1 | -1 | 2018-03-15 | 2018-03-16 | 1 | 0 | 24056 |  | VIC
15911-01-02 | Quadrant Mechanical Services Pty Ltd | Monash Uni Building 12 Law | ERV2500-EC | ERVCO | ERV-AHU-3 2500 l/s Energy Recovery Ventilator Unit Option(s) : Economy Cycle, Modulating RABP, EC Plug Fans, CHW/HHW Coils and 75% Effective Enthalpy Heat Exchangers SA : 2200 / 2100 l/s @ 150Pa ESP OA : 2200 / 2100 l/s RA : 2200 / 2100 l/s | 2500 l/s Energy Recovery Ventilator Unit With EC | 1 | -1 | 2018-03-15 | 2018-03-15 | 1 | 0 | 24056 |  | VIC
15868-01-01 | IdealAir MAJOR AIR PTY LTD | Fahan School | ACS16RCRTP-EC | RTP | 16 kW Rooftop Packaged Unit with Single Stage Heating and Cooling Option(s) : Economy Cycle SA : 750 l/s OA : 750 l/s RA : 750 l/s | 16 kW Rooftop Packaged Unit With Economy Cycle | 1 | -1 | 2018-03-15 | 2018-03-13 | 1 | 0 | 24953 |  | MAJ
15916-01-01 | Industrial Air (SA) Pty Ltd | Wanneroo Aquamotion | ACPP1000 | PP | 1000 l/s PoolPac Unit with Single Stage Heating and Cooling BLDC Variable Speed Compressor | 1000 l/s PoolPac Unit | 1 | -1 | 2018-03-16 | 2018-03-28 | 1 | 0 | 20800 |  | INDWA
15687-01-01 | Promech Mechanical Services Pty Ltd | Phoenix College Stage 3 | ACL82RCRTP | RTP | 82 kW Rooftop Packaged Unit with Dual Stage Heating and Cooling SA : 3600 l/s OA : 3600 l/s RA : 3600 l/s | 82 kW Rooftop Packaged Unit | 1 | -1 | 2018-03-22 | 2018-04-10 | 1 | 0 | 37700 |  | VIC
15682-03-01 | DPK Mechanical Services | Oak Park Sports and Aquatic Precinct | ACL60RCRTP-EC | RTP | PAC-GA-01 60 kW Rooftop Packaged Unit with Variable Heating and Cooling Included option(s) : Economy Cycle, EC Plug Fans, CPG Fan Speed Controllers, R410a VSD Compressor (25-100Hz Operating Range), 80% Efficient Sensible Only Heat Exchanger, and Standalone Control System with Temp and CO2 Sensors (requires some on-site wiring and fitting by others). Control System includes HLI for time programing and monitoring by the BMS SA : 3050 l/s @ 250Pa ESP OA : 1500 l/s RA : 3050 l/s EA: 5200 l/s @ 250Pa ESP | 60 kW Rooftop Packaged Unit With Economy Cycle | 1 | -1 | 2018-03-22 | 2018-04-09 | 1 | 0 | 48465 |  | VIC | CRANE BOOKED FOR 09/04
15914-01-01 | ICR Air Conditioning - O.P Industries Syd | Knox Grammar School - Performing Arts | ACL82RCRTP-EC | RTP | RT-1 82 kW Rooftop Packaged Unit with Dual Stage Heating and Cooling Options included : Economy Cycle EC Plug fans Enthalpy Heat Exchanger BACnet HLI SA : 3800 l/s OA : 3800 l/s RA : 3800 l/s | 82 kW Rooftop Packaged Unit With Economy Cycle | 1 | -1 | 2018-03-22 | 2018-04-11 | 1 | 0 | 52750 |  | NSW | O/C: REQUIRED ASAP
15859-01-01 | Airtech HVAC Pty Ltd | Billie Brown Studio | ACL125RCRTP-EC | RTP | 125 kW Rooftop Packaged Unit with Dual Stage Heating and Cooling SA : 5000 l/s, OA : 2730 l/s, RA : 5000 l/s - 75% Total efficiency Enthalpy heat Exchanger - Double-skinned 50mm PIR Sandwich Panel Cabinet, weatherproof - Corrosion Treated Coils - EC Plug Fans c/w proprietary air volume controllers - Economy Cycle - Bypass Dampers - Can be utilised for pull-down cycle or CO2 control. Includes actuators (non-spring return type) - Half day manufacturers commissioning assistance - Freight to site | 125 kW Rooftop Packaged Unit With Economy Cycle | 1 | -1 | 2018-03-22 | 2018-04-12 | 1 | 0 | 59500 |  | QLD
15909-01-01 | HVAC Commercial | Melbourne Uni - ARC Centre of Excellence | PCU-N-D 10 | DEHUM | AHU 3W-5 1000l/s Packaged Precise Control Unit. Complete with CHW Pretreat Coil, DX Low Dew Point Coil, DX Reheat Coil, EC Plug Fan, VSD Compressor, and Advanced Control System complete with Averaging Sensors | PCU-N-D 10 | 1 | -1 | 2018-03-22 | 2018-04-20 | 1 | 0 | 42200 |  | VIC | 03/04 LIFT BOOKED FOR 21/04
15682-04-01 | DPK Mechanical Services | Oak Park Sports and Aquatic Precinct | ACS20RCRTP-EC | RTP | PAC-GA-02 20 kW Rooftop Packaged Unit with Variable Heating and Cooling Option(s) : Economy Cycle, EC Plug Fans, CPG Fan Speed Controllers, R410a VSD Compressor (25-100Hz Operating Range), 80% Efficient Sensible Only Heat Exchanger, and Standalone Control System with Temp and CO2 Sensors (requires some on-site wiring and fitting by others). Control System includes HLI for time programing and monitoring by the BMS SA : 1050 l/s @ 250Pa ESP OA : 440 l/s RA : 1050 l/s EA: 1600 l/s @ 250Pa ESP | 20 kW Rooftop Packaged Unit With Economy Cycle | 1 | -1 | 2018-03-22 | 2018-04-06 | 1 | 0 | 31605 |  | VIC | CRANE BOOKED FOR 09/04
15920-01-01 | AE Smith & Son (NQ) Pty Ltd | Hillcrest Private Hospital Rockhampton | PCU-N-D 15 | DEHUM | AC-OT5-1: PCU-N-LD 15 1160 l/s Low Dewpoint Precise Control Unit - Single VSD compressor with 3-way modulating reheat - Reheat coil - Packaged condenser with EC fan - EC Plug Fan for supply air - Factory controls -Proprietary controls with Low Level Interface (Modbus available for surcharge). Inputs required for stop/start via timeclock and/or push button and temp set point adjustment (0-10 VDC) - F5 Deep bed Filters - Full day manufacturers commissioning assistance (includes travel and accommodation) - Freight to Rockhampton | PCU-N-LD 15 | 1 | -1 | 2018-03-22 | 2018-04-24 | 1 | 0 | 45680 |  | QLD
15968-01-01 | Key Services Pty Ltd | Birkenhead Point Amenities | ERV1500 | ERVCO | ERV-1 1500 l/s Energy Recovery Ventilator Unit Options included: Fan VSDs SA : 1250 l/s OA : 1250 l/s RA : 1250 l/s | 1500 l/s Energy Recovery Ventilator Unit | 1 | -1 | 2018-03-29 | 2018-04-09 | 1 | 0 | 10000 |  | NSW
16013-01-01 | Air Change Australia Pty Ltd | R&D PCU Prototype 2 | PCU-N-H 10 | DEHUM |  | Precise Control Unit Hybrid 1000 l/s | 1 | -1 | 2018-03-30 | 2018-05-01 | 0 | -1 | 15910.45 | 2018-05-15 | NSW | PCU R&D PROTOTYPE 2
15802-01-02 | D&E Air Conditioning Pty Ltd | Baptcare ACF Norlane | ACS16RCRTP | RTP | AHU-G-03 & 04 16 kW Rooftop Packaged Unit with Single Stage Heating and Cooling Included Option(s) : 80% Effective Sensible Only Counter Flow Plate Heat Exchanger. SA : 750 l/s OA : 750 l/s RA : 750 l/s | 16 kW Rooftop Packaged Unit | 1 | -1 | 2018-03-30 | 2018-04-16 | 1 | 0 | 16450 |  | VIC
15802-01-01 | D&E Air Conditioning Pty Ltd | Baptcare ACF Norlane | ACS16RCRTP | RTP | AHU-G-03 & 04 16 kW Rooftop Packaged Unit with Single Stage Heating and Cooling Included Option(s) : 80% Effective Sensible Only Counter Flow Plate Heat Exchanger. SA : 750 l/s OA : 750 l/s RA : 750 l/s | 16 kW Rooftop Packaged Unit | 1 | -1 | 2018-03-30 | 2018-04-16 | 1 | 0 | 16450 |  | VIC
15925-01-01 | System Air Pty Ltd | Aldi North Lakes Drive | ACDHUM2-D | DEHUM | Precon-1 1350L/s DX Preconditioner per ALDI Spec Complete With: - 80% Sensible Only Heat Exchanger - VSD Compressor - 48 kW - Roof Mounted Condenser - Stainless Steel Drain Trays - Corrosion Treated Coils - EC Plug Fans - Supply Air Volume Controller - Wall Mounted Temp and Humidity Sensor - Deep Bed Filters - Half Day Commissioning Assistance Incl. Travel | ACDHUM2-D | 1 | -1 | 2018-03-31 | 2018-04-26 | 1 | 0 | 50500 |  | QLD
15907-01-01 | Arctic Air Conditioning | Wavell Heights SHS | ACL96RCRTP | RTP | 96 kW Rooftop Packaged Unit with Dual Stage Heating and Cooling SA : 2700 l/s, OA : 1900 l/s - 75% Total efficiency Enthalpy heat Exchanger - Double-skinned 50mm PIR Sandwich Panel Cabinet - Corrosion Treated Coils - EC Plug Fans c/w proprietary air volume controllers - Economy Cycle - Bypass Dampers - Can be utilised for pull-down cycle or CO2 control. Includes actuators (non-spring return type) - Dual staged compressors - Functionality wired to a terminal strip for control by others - Manufacturers Commissioning Assistance - Freight to site | 96 kW Rooftop Packaged Unit | 1 | -1 | 2018-04-06 | 2018-04-24 | 1 | 0 | 56900 |  | QLD
15839-01-01 | System Air Pty Ltd | Aldi Dalby | ACDHUM2-D | DEHUM | 1350L/s DX Preconditioner per ALDI Spec Complete With: - 80% Sensible Only Heat Exchanger - VSD Compressor - 55 kW - Roof Mounted Condenser - Stainless Steel Drain Trays - Corrosion Treated Coils - EC Plug Fans - Supply Air Volume Controller - Wall Mounted Temp and Humidity Sensor - Deep Bed Filters - Half Day Commissioning Assistance Incl. Travel | ACDHUM2-D | 1 | -1 | 2018-04-06 | 2018-04-24 | 1 | 0 | 55850 |  | QLD | 20/02 UNIT WANTED ONSITE ON APRIL - SITE DELAYS
15983-02-01 | Industrial Air (SA) Pty Ltd | Wickham Community Hub | ACDHUM1-D | DEHUM | Air Change Dehumidification Unit | ACDHUM1-D | 1 | -1 | 2018-05-03 | 2018-05-10 | 1 | 0 | 36367 |  | INDSA
15983-01-02 | Industrial Air (SA) Pty Ltd | Wickham Community Hub | ACDHUM3-D | DEHUM | Air Change Dehumidification Unit | ACDHUM3-D | 1 | -1 | 2018-05-03 | 2018-05-04 | 1 | 0 | 52294 |  | INDWA
15983-01-01 | Industrial Air (SA) Pty Ltd | Wickham Community Hub | ACDHUM3-D | DEHUM | Air Change Dehumidification Unit | ACDHUM3-D | 1 | -1 | 2018-05-03 | 2018-05-04 | 1 | 0 | 52294 |  | INDWA
16009-01-01 | CCS Mechanical Installations | CSIRO Building 204 | ERV2000 | ERVCO | 2000 l/s Energy Recovery Ventilator Unit Options included: EC plug fans SA : 1900 l/s OA : 1900 l/s RA : 1700 l/s | 2000 l/s Energy Recovery Ventilator Unit | 1 | -1 | 2018-05-04 | 2018-05-03 | 1 | 0 | 19063 |  | NSW
15999-01-02 | A.G Coombs (NSW) Pty Ltd | University of Sydney Aquatic Centre | ACPP5000 | PP | 5000 l/s PoolPac Unit with Dual Stage Heating and Cooling SA : 5000 l/s OA : 5000 l/s RA : 5000 l/s | 5000 l/s PoolPac Unit | 1 | -1 | 2018-05-08 | 2018-05-10 | 1 | 0 | 63400 |  | NSW
15999-01-01 | A.G Coombs (NSW) Pty Ltd | University of Sydney Aquatic Centre | ACPP5000 | PP | 5000 l/s PoolPac Unit with Dual Stage Heating and Cooling SA : 5000 l/s OA : 5000 l/s RA : 5000 l/s | 5000 l/s PoolPac Unit | 1 | -1 | 2018-05-08 | 2018-05-09 | 1 | 0 | 63400 |  | NSW
15996-01-01 | C.C.C Air Conditioning | Retirement Village Pool - Nth Richmond Construction | ACPP1000 | PP | 1000 l/s PoolPac Unit with Single Stage Heating and Cooling SA : 1000 l/s OA : 1000 l/s RA : 1000 l/s | 1000 l/s PoolPac Unit | 1 | -1 | 2018-05-11 | 2018-05-21 | 1 | 0 | 28900 |  | NSW
16041-01-01 | Industrial Air (SA) Pty Ltd | Coles Broome | ACDHUM4-D | DEHUM |  | ACDHUM4-D | 1 | -1 | 2018-05-11 | 2018-05-15 | 1 | 0 | 65240 |  | INDWA | MMM - MUST SHIP BY 16/05
15972-01-01 | Promech Mechanical Services Pty Ltd | Mentone Girls Grammar Aquatic Centre | ERV8000-TALL | ERVCO | AHU-1 8000l/s Energy Recovery Ventilator Unit Included Options: TALL Configuration, HHW Coil, EC Plug Fans, and Corrosion Resistance | Energy Recovery Ventilator 8000 L/s | 1 | -1 | 2018-05-14 | 2018-05-22 | 1 | 0 | 49640 |  | VIC
15972-01-02 | Promech Mechanical Services Pty Ltd | Mentone Girls Grammar Aquatic Centre | ERV8000-TALL | ERVCO | AHU-2 8000l/s Energy Recovery Ventilator Unit Included Options: TALL Configuration, HHW Coil, EC Plug Fans, and Corrosion Resistance | Energy Recovery Ventilator 8000 L/s | 1 | -1 | 2018-05-14 | 2018-05-23 | 1 | 0 | 49640 |  | VIC
15978-02-01 | RCR Haden Pty Ltd | Stanwell Power Station - Water Lab | REMOTE CONDENSER | RTP | ACCOND-127 Remote Condensing Unit 127kW to match ACDHUM4-D Options included: • Dual Stages • EC Axial Fans | Remote Condensing Unit | 1 | -1 | 2018-05-18 | 2018-05-24 | 1 | 0 | 47500 |  | QLD
15978-01-01 | RCR Haden Pty Ltd | Stanwell Power Station - Water Lab | ACDHUM4-D | DEHUM | 2800 L/s DX Preconditioner Complete with: - Galvanised Channel Base Frame - Double Skin Sandwich Panel Cabinet - 80% efficient sensible-only heat exchanger - Dual VSD compressors - reverse cycle - Remote Condenser - Air on 40 deg - Damper on Face of HX - Stainless Steel drain trays - Corrosion treated coils - EC plug fans c/w Supply air volume controller - Factory controls package (see note 1 below) - 100 mm Panel FIlters (or 380 mm Deep Beds if space available) - Full Day Commissioning Assistance including travel - Special Construct to fit through 1700 mm wide Door | ACDHUM4-D | 1 | -1 | 2018-05-18 | 2018-05-24 | 1 | 0 | 47500 |  | QLD
15813-01-01 | Advanced Air Conditioning Pty Ltd | Aldi - The Gap | ACDHUM2-D | DEHUM | 1350L/s DX Preconditioner per ALDI Spec Complete With: - 80% Sensible Only Heat Exchanger - VSD Compressor - Roof Mounted Condenser - Stainless Steel Drain Trays - Corrosion Treated Coils - EC Plug Fans - Supply Air Volume Controller - Integrated time-clock and special controls per ALDI standard - 3 off field devices to be fitted in store by electrical trade (2 CO2 and 1 Enthalpy Sensor) - Deep Bed Filters - Half Day Commissioning Assistance Incl. Travel | ACDHUM2-D | 1 | -1 | 2018-05-18 | 2018-05-22 | 1 | 0 | 52350 |  | QLD | 28032018 JOB OFF HOLD, PROCEED WITH PRODUCTION
16069-01-01 | Fredon Air Pty Ltd t/as Allstaff Airconditioning | State Library Victoria Redevelopment | ERV-IC 1200-HTM-ECP-FILTER | ERV | 1200 L/s In Ceiling Energy Recovery Ventilator Included Option(s): EC Plug Fans, CHW/HHW Coils, Built-in Panel Filter (F4) | ERV-IC 1200 with EC Plug fan and Filters | 1 | -1 | 2018-05-22 | 2018-05-28 | 1 | 0 | 12865 |  | VIC | 31/05 VIC TO ADVISE DELIVERY DETAILS
15987-01-01 | RKH Air Conditioning Pty Ltd | Diamond Valley College Unit to be based on 15287-02-01 | ACV45RCRTP | 50RTP | PAC-01 45kW ACV Rooftop Packaged Unit c/w 80% Efficient Sensible Only Counterflow Heat Exchanger, EC Plug Fans, Integrated Economy Cycle and CO2 control. | 45kW ACV Rooftop Packaged Unit | 1 | -1 | 2018-05-22 | 2018-05-22 | 1 | 0 | 37000 |  | VIC
16052-03-01 | Ascot Air Special Projects Pty Ltd | UQ Frank White Decanting - Banksia | PCU-N-D 5 | DEHUM | PCU.2.2: 1 off PCU-N-D 5 250 l/s Precise Control Unit - Single VSD compressor with 3-way modulating reheat - Reheat coil - Remote condenser with EC fan - EC Plug supply fan c/w proprietary air volume controller - Proprietary factory controls with LLI or Modbus TCP - Half day manufacturers commissioning assistance - Freight to Brisbane | PCU-N-D 5 | 1 | -1 | 2018-05-25 | 2018-06-27 | 1 | 0 | 23976 |  | QLD
15939-01-03 | Smooth-Air Products Ltd | Hamilton CC Waterworld | ACPP6500 | PP | AHU 1 to 5 (Total 5 Units) 6500 l/s PoolPac Unit with Dual Stage Heating and Cooling SA : 6500 l/s; OA : 6500 l/s Galvanised Channel Base Frame Double Skin Weatherproof PIR Sandwich Panel Cabinet 80% Efficient Counterflow Sensible Only Heat Exchanger - Corrosion Free Copper Tube, AL Fin DX and LTHW Heating Coils - epoxy coated EC Plug Fans c/w composite impeller and specially treated motor enclosure suitable for chlorinated environment Bypass dampers Full Day Commissioning Assistance incl Travel | 6500 l/s PoolPac Unit | 1 | -1 | 2018-05-25 | 2018-06-08 | 1 | 0 | 77200 |  | NZ | NAVIA SHIPMENT BOOKED S00458410, SHIP WITH SALES ORDER 16237
16052-01-01 | Ascot Air Special Projects Pty Ltd | UQ Frank White Decanting - Banksia | PCU-N-D 10 | DEHUM | PCU.1.1 and PCU.1.2: 2 off PCU-N-D 10 700 l/s Precise Control Unit - Single VSD compressor with 3-way modulating reheat - Reheat coil - Remote condenser with EC fan - EC Plug supply fan c/w proprietary air volume controller - Proprietary factory controls with LLI or Modbus TCP - Half day manufacturers commissioning assistance - Freight to Brisbane | PCU-N-D 10 | 1 | -1 | 2018-05-25 | 2018-06-20 | 1 | 0 | 31840 |  | QLD
15939-01-05 | Smooth-Air Products Ltd | Hamilton CC Waterworld | ACPP6500 | PP | AHU 1 to 5 (Total 5 Units) 6500 l/s PoolPac Unit with Dual Stage Heating and Cooling SA : 6500 l/s; OA : 6500 l/s Galvanised Channel Base Frame Double Skin Weatherproof PIR Sandwich Panel Cabinet 80% Efficient Counterflow Sensible Only Heat Exchanger - Corrosion Free Copper Tube, AL Fin DX and LTHW Heating Coils - epoxy coated EC Plug Fans c/w composite impeller and specially treated motor enclosure suitable for chlorinated environment Bypass dampers Full Day Commissioning Assistance incl Travel | 6500 l/s PoolPac Unit | 1 | -1 | 2018-05-25 | 2018-06-18 | 1 | 0 | 77200 |  | NZ | NAVIA SHIPMENT BOOKED S00458410, SHIP WITH SALES ORDER 16237
15939-01-02 | Smooth-Air Products Ltd | Hamilton CC Waterworld | ACPP6500 | PP | AHU 1 to 5 (Total 5 Units) 6500 l/s PoolPac Unit with Dual Stage Heating and Cooling SA : 6500 l/s; OA : 6500 l/s Galvanised Channel Base Frame Double Skin Weatherproof PIR Sandwich Panel Cabinet 80% Efficient Counterflow Sensible Only Heat Exchanger - Corrosion Free Copper Tube, AL Fin DX and LTHW Heating Coils - epoxy coated EC Plug Fans c/w composite impeller and specially treated motor enclosure suitable for chlorinated environment Bypass dampers Full Day Commissioning Assistance incl Travel | 6500 l/s PoolPac Unit | 1 | -1 | 2018-05-25 | 2018-06-07 | 1 | 0 | 77200 |  | NZ | NAVIA SHIPMENT BOOKED S00458410, SHIP WITH SALES ORDER 16237
16052-01-02 | Ascot Air Special Projects Pty Ltd | UQ Frank White Decanting - Banksia | PCU-N-D 10 | DEHUM | PCU.1.1 and PCU.1.2: 2 off PCU-N-D 10 700 l/s Precise Control Unit - Single VSD compressor with 3-way modulating reheat - Reheat coil - Remote condenser with EC fan - EC Plug supply fan c/w proprietary air volume controller - Proprietary factory controls with LLI or Modbus TCP - Half day manufacturers commissioning assistance - Freight to Brisbane | PCU-N-D 10 | 1 | -1 | 2018-05-25 | 2018-06-19 | 1 | 0 | 31840 |  | QLD
15939-01-04 | Smooth-Air Products Ltd | Hamilton CC Waterworld | ACPP6500 | PP | AHU 1 to 5 (Total 5 Units) 6500 l/s PoolPac Unit with Dual Stage Heating and Cooling SA : 6500 l/s; OA : 6500 l/s Galvanised Channel Base Frame Double Skin Weatherproof PIR Sandwich Panel Cabinet 80% Efficient Counterflow Sensible Only Heat Exchanger - Corrosion Free Copper Tube, AL Fin DX and LTHW Heating Coils - epoxy coated EC Plug Fans c/w composite impeller and specially treated motor enclosure suitable for chlorinated environment Bypass dampers Full Day Commissioning Assistance incl Travel | 6500 l/s PoolPac Unit | 1 | -1 | 2018-05-25 | 2018-06-15 | 1 | 0 | 77200 |  | NZ | NAVIA SHIPMENT BOOKED S00458410, SHIP WITH SALES ORDER 16237
16052-02-01 | Ascot Air Special Projects Pty Ltd | UQ Frank White Decanting - Banksia | PCU-N-D 20 | DEHUM | PCU.2.1: 1 off PCU-N-D 20 1700 l/s Precise Control Unit - Single VSD compressor with 3-way modulating reheat - Reheat coil - Remote condenser with EC fan - EC Plug supply fan c/w proprietary air volume controller - Proprietary factory controls with LLI or Modbus TCP - Half day manufacturers commissioning assistance - Freight to Brisbane | PCU-N-D 20 | 1 | -1 | 2018-05-25 | 2018-06-21 | 1 | 0 | 26120 |  | QLD
15939-01-01 | Smooth-Air Products Ltd | Hamilton CC Waterworld | ACPP6500 | PP | AHU 1 to 5 (Total 5 Units) 6500 l/s PoolPac Unit with Dual Stage Heating and Cooling SA : 6500 l/s; OA : 6500 l/s Galvanised Channel Base Frame Double Skin Weatherproof PIR Sandwich Panel Cabinet 80% Efficient Counterflow Sensible Only Heat Exchanger - Corrosion Free Copper Tube, AL Fin DX and LTHW Heating Coils - epoxy coated EC Plug Fans c/w composite impeller and specially treated motor enclosure suitable for chlorinated environment Bypass dampers Full Day Commissioning Assistance incl Travel | 6500 l/s PoolPac Unit | 1 | -1 | 2018-05-25 | 2018-06-06 | 1 | 0 | 77200 |  | NZ | NAVIA SHIPMENT BOOKED S00458410, SHIP WITH SALES ORDER 16237
15988-02-01 | Coldflow Mechanical Pty Ltd | Australian Unity ACF - 428 Racecourse Road, Mornington | ACS27RCRTP-EC | RTP | RTP-2 27 kW Rooftop Packaged Unit with Single Stage Heating and Cooling Option(s) : Economy Cycle, EC Plug Fans, CPG Fans Speed Controllers, 80% Efficient Sensible Only Heat Exchanger. SA : 892 l/s @ 450Pa ESP OA : 892 l/s RA : 1140 l/s @ 400Pa ESP | 27 kW Rooftop Packaged Unit With Economy Cycle | 1 | -1 | 2018-06-01 | 2018-06-28 | 1 | 0 | 23599 |  | VIC
16063-01-01 | Dallas Air Conditioning P/L | Narellan Special Swim School | ACPP1200 | PP | Main Pool Hall AHU 1200 l/s PoolPac Unit with Single Stage Heating and Cooling SA : 1200 l/s OA : 1200 l/s RA : 1260 l/s | 1200 l/s PoolPac Unit | 1 | -1 | 2018-06-01 | 2018-07-03 | 1 | 0 | 28000 |  | NSW
15988-03-01 | Coldflow Mechanical Pty Ltd | Australian Unity ACF - 428 Racecourse Road, Mornington | ACS32RCRTP-EC | RTP | RTP-3 32 kW Rooftop Packaged Unit with Single Stage Heating and Cooling Option(s) : Economy Cycle, EC Plug Fans, CPG Fans Speed Controllers, 80% Efficient Sensible Only Heat Exchanger. SA : 1290 l/s @ 450Pa ESP OA : 1290 l/s RA : 1110 l/s @ 400Pa ESP | 32 kW Rooftop Packaged Unit With Economy Cycle | 1 | -1 | 2018-06-01 | 2018-06-26 | 1 | 0 | 25074 |  | VIC
15988-05-01 | Coldflow Mechanical Pty Ltd | Australian Unity ACF - 428 Racecourse Road, Mornington | ACPP1000 | PP | POOLPAC 1000 l/s PoolPac Unit with Single Stage Heating and Cooling Option(s) :EC Plug Fans, CPG Fans Speed Controllers, 80% Efficient Sensible Only Heat Exchanger and Full Tropic Anti-Corrosion Treatment. SA : 950 l/s @ 300Pa ESP OA : 950 l/s RA : 1000 l/s @ 300Pa ESP 1000 l/s PoolPac Unit with Single Stage Heating and Cooling SA : 1000 l/s OA : 1000 l/s RA : 1000 l/s | 1000 l/s PoolPac Unit | 1 | -1 | 2018-06-01 | 2018-07-02 | 1 | 0 | 22515 |  | VIC
16084-01-01 | Fredon Air Pty Ltd | North Rocks Swim School | ACPP1700 | PP | 1700 l/s PoolPac Unit with Single Stage Heating and Cooling SA : 1600 l/s OA : 1600 l/s RA : 1840 l/s | 1700 l/s PoolPac Unit | 1 | -1 | 2018-06-01 | 2018-05-31 | 1 | 0 | 39000 |  | NSW | 06/06 UNIT WANTED 15/06 - WAITING DELIVERY DETAILS
15988-04-01 | Coldflow Mechanical Pty Ltd | Australian Unity ACF - 428 Racecourse Road, Mornington | ACL52RCRTP-EC | RTP | RTP-4 52 kW Rooftop Packaged Unit with Dual Stage Heating and Cooling Option(s) : Economy Cycle, EC Plug Fans, CPG Fans Speed Controllers, 80% Efficient Sensible Only Heat Exchanger. SA : 2290 l/s @ 450Pa ESP OA : 2290 l/s RA : 1835 l/s @ 400Pa ESP | 52 kW Rooftop Packaged Unit With Economy Cycle | 1 | -1 | 2018-06-01 | 2018-06-27 | 1 | 0 | 38498 |  | VIC
16062-01-01 | Climax Air Conditioning | AVEO Community Swimming Pool | ACPP1200 | PP | 1200 l/s PoolPac Unit with Single Stage Heating and Cooling SA : 1200 l/s OA : 1200 l/s RA : 1200 l/s | 1200 l/s PoolPac Unit | 1 | -1 | 2018-06-01 | 2018-06-27 | 1 | 0 | 30100 |  | NSW
15988-01-01 | Coldflow Mechanical Pty Ltd | Australian Unity ACF - 428 Racecourse Road, Mornington | ACL82RCRTP-EC | RTP | RTP-1 82 kW Rooftop Packaged Unit with Dual Stage Heating and Cooling Option(s) : Economy Cycle, EC Plug Fans, CPG Fans Speed Controllers, 80% Efficient Sensible Only Heat Exchanger. SA : 3870 l/s @ 450Pa ESP OA : 3870 l/s RA : 3100 l/s @ 400Pa ESP | 82 kW Rooftop Packaged Unit With Economy Cycle | 1 | -1 | 2018-06-01 | 2018-06-26 | 1 | 0 | 49314 |  | NZ
16048-01-01 | Monaco Hickey | Slade Health Brisbane (PCU-N-D 30) | PCU-E-D 30 | DEHUM | 3000l/s Precise Control Unit c/w Low Dewpoint Humidity Control, Variable Refrigerant Control, Brushless DC Compressors, EC Plug Fans, Full Advanced Controls and Factory Assembled Filter Plenum | PCU-E-D 30 | 1 | -1 | 2018-06-07 | 2018-06-29 | 1 | 0 | 88680 |  | VIC | 04/06 CONSULTANT TO INSPECT WHEN 85% COMPLETE
16094-01-01 | Davies Climate Control | AVEO Springfield | ACPP2300 | PP | 2300 l/s PoolPac Unit with Dual Stage Heating and Cooling SA : 2900 l/s; OA : 2900 l/s; RA : 2900 l/s Complete with: - Corrosion resistant copper tube - aluminium finned coil - Double-skinned 50mm PIR sandwich panel cabinet - EC plug supply and exhaust fans (SA fan upgraded to 2900 l/s) - 80% efficient sensible-only heat exchanger - Stainless steel drain tray - Thermostat Controller - Factory Fitted - requires digital input for start - Vent/Condition Mode control by others - Half Day Commissioning Assistance | 2300 l/s PoolPac Unit | 1 | -1 | 2018-06-08 | 2018-07-03 | 1 | 0 | 40150 |  | QLD
15503-03-01 | Baratech Pty Ltd | Wenona School Pool | ACPP1000 | PP | ACU-L00.3 1000 l/s PoolPac Unit with Single Stage Heating and Cooling Options included: VSD compressors SA : 1000 l/s OA : 1000 l/s RA : 1000 l/s | 1000 l/s PoolPac Unit | 1 | -1 | 2018-06-15 | 2018-06-26 | 1 | 0 | 30855 |  | NSW
16097-01-01 | FDC Mechanical Services | Flower Power Milperra | ACL125RCRTP-EC | RTP | 125 kW Rooftop Packaged Unit with Dual Stage Heating and Cooling SA : 5000 l/s, OA : 2625 l/s - 75% Total efficiency Enthalpy heat Exchanger - Double-skinned 50mm PIR Sandwich Panel Cabinet - Corrosion Treated Coils - EC Plug Fans c/w proprietary air volume controllers - Remote condenser - Economy Cycle (can be operated as night purge) - Bypass Dampers - Can be utilised for pull-down cycle or CO2 control - Functionality wired to a terminal strip for control by others - 12 Months Labour Warranty - Commissioning Assistance included as standard | 125 kW Rooftop Packaged Unit | 1 | -1 | 2018-06-15 | 2018-07-10 | 1 | 0 | 61500 |  | NSW
16146-01-01 | Industrial Air (SA) Pty Ltd | Government House Refirbishment | ERV2000 | ERVCO | 3000 l/s Energy Recovery Ventilator Unit THRU-5-2 Options included : Sensible only heat exchanger Hot water coil SA : 2910 l/s RA : 2910 l/s OA : 2910 l/s | 3000 l/s Energy Recovery Ventilator Unit | 1 | -1 | 2018-06-15 | 2018-07-04 | 1 | 0 | 21315 |  | INDWA
16118-01-01 | PJM Engineering Services Pty Ltd | 15 - 31 Batman St (Flagstaff Green) | ACPP1000 | PP | 1000 l/s PoolPac Unit with Single Stage Heating and Cooling BLDC Variable Speed Compressor | 1000 l/s PoolPac Unit | 1 | -1 | 2018-06-25 | 2018-07-10 | 1 | 0 | 29868 |  | VIC
14659-02-02 | Aston Air-Conditioning & Refrigeration | Bellbird SS Stage 2 | ACS23RCRTP | RTP | 23 kW Rooftop Packaged Unit with Single Stage Heating and Cooling AHU/PA/DS1 & AHU/PA/DS2 - SA : 865 l/s; OA : 865 l/s As Above | 23 kW Rooftop Packaged Unit | 1 | -1 | 2018-06-29 | 2018-07-11 | 1 | 0 | 31800 |  | QLD
14659-01-01 | Aston Air-Conditioning & Refrigeration | Bellbird SS Stage 2 | ACS27RCRTP | RTP | 27 kW Rooftop Packaged Unit with Single Stage Heating and Cooling AHU/PA/DAS - SA : 1015 l/s; OA : 1015 l/s Options: - Return Air Bypass Dampers - EC Plug Fans - VSD Compressor (R410a) - Factory Controls Package - incl room module (temp sensor and adjustment, on/off, status), CO2 sensor, run timer) - Half Day Commissioning Supervision | 27 kW Rooftop Packaged Unit | 1 | -1 | 2018-06-29 | 2018-07-11 | 1 | 0 | 32650 |  | QLD
14659-02-01 | Aston Air-Conditioning & Refrigeration | Bellbird SS Stage 2 | ACS23RCRTP | RTP | 23 kW Rooftop Packaged Unit with Single Stage Heating and Cooling AHU/PA/DS1 & AHU/PA/DS2 - SA : 865 l/s; OA : 865 l/s As Above | 23 kW Rooftop Packaged Unit | 1 | -1 | 2018-06-29 | 2018-07-09 | 1 | 0 | 31800 |  | QLD
15999-01-03 | A.G Coombs (NSW) Pty Ltd | University of Sydney Aquatic Centre | ACPP5000 | PP | 5000 l/s PoolPac Unit with Dual Stage Heating and Cooling SA : 5000 l/s OA : 5000 l/s RA : 5000 l/s | 5000 l/s PoolPac Unit | 1 | -1 | 2018-06-30 | 2018-07-19 | 1 | 0 | 63400 |  | NSW | MMM - READY EARLY NEXT WEEK, DEL SAT 12/5
15999-01-04 | A.G Coombs (NSW) Pty Ltd | University of Sydney Aquatic Centre | ACPP5000 | PP | 5000 l/s PoolPac Unit with Dual Stage Heating and Cooling SA : 5000 l/s OA : 5000 l/s RA : 5000 l/s | 5000 l/s PoolPac Unit | 1 | -1 | 2018-06-30 | 2018-07-23 | 1 | 0 | 63400 |  | NSW | MMM - READY EARLY NEXT WEEK, DEL SAT 12/5
16002-01-01 | IdealAir MAJOR AIR PTY LTD | Fountainside Please note 2 off spare GR35 fans are to be shipped on a pallet with unit. | ERV2500 | ERVCO | 2500 l/s Energy Recovery Ventilator Unit SA : 2500 l/s OA : 2500 l/s RA : 2500 l/s | 2500 l/s Energy Recovery Ventilator Unit | 1 | -1 | 2018-07-01 | 2018-07-18 | 1 | 0 | 15460 |  | MAJ
16154-01-01 | CBM Air Pty Ltd | Morayfield Health Hub - Pool | ACPP2000 | PP | Changing Room AHU 2000 l/s PoolPac Unit - Reverse Cycle with Variable Speed Compressor SA : 2000 l/s; OA : 2000 l/s; RA : 2100 l/s - 75% Total efficiency Enthalpy heat Exchanger - Double-skinned 50mm PIR Sandwich Panel Cabinet - Corrosion Treated Coils - Corrosion resistant EC plug supply and exhaust fans - 80% efficient sensible-only heat exchanger - Powder coated Aluminium drain trays - Corrosion treated cabinet for pool environment - Thermostat Controller - requires digital input from timeclock for start - Manufacturers Commissioning Assistance | 2000 l/s PoolPac Unit | 1 | -1 | 2018-07-05 | 2018-07-25 | 1 | 0 | 40850 |  | QLD
16129-01-01 | Summit Industrial Chillers Pty Ltd | Noosa Brewery | SIC-EST-45-5-40 | CHILL | 12kW Chiller at 10 Deg C Water at 40 Deg C Air Ambient (Top Air Discharge) Features Cabinet Galvanised Steel Frame Galvanised steel panels powdered coated Refrigeration Single refrigeration circuit with hermetic scroll compressor Refrigerant R134a for High Air ambient temperature 120L 304SS insulated Tank EC Fan (Built in VSD) to Control Head Pressure Electrical All internal wiring included Wiring complies to AS3000 Voltage Free Contacts for Alarms Water Lowara Pump with SS316 pump housing (5HM03N04T5RVBV...) Water outlet/ inlet, Water - Make Up, and drain All water pipe insulated | 12kW Chiller at 10 Deg C Water at 40 Deg C air | 1 | -1 | 2018-07-06 | 2018-08-31 | 1 | 0 | 50150 |  | SIC
60178-07-01 | Fan Coil (Sales) Pty Ltd | Hilton Foods -Scantec | FCS 2000 - 3 SECTIONS | FCSSA | FCS 2000 (S) + FB AHU 7 COILS SUPPLIED BY CUSTOMER | Fan Coil Sandwich Panel 20000L/s With 3 Sections | 1 | -1 | 2018-07-06 | 2018-09-21 | 1 | 0 | 55993.32 |  | ACT | AHU 7
16137-02-01 | SP&R Air Conditioning Pty Ltd | Mt Waverley Community Centre | ACS32RCRTP-EC | RTP | PAC-CC.2 32 kW Rooftop Packaged Unit with Single Stage Heating and Cooling Option(s) : Economy Cycle, EC Plug Fans, Full Stand Alone Advanced Controls SA : 1400 l/s @ 180Pa ESP OA : 1400 l/s RA : 1400 l/s | 32 kW Rooftop Packaged Unit With Economy Cycle | 1 | -1 | 2018-07-09 | 2018-07-25 | 1 | 0 | 35035 |  | VIC
16137-01-01 | SP&R Air Conditioning Pty Ltd | Mt Waverley Community Centre | ACS11RCRTP-EC | RTP | PAC-CC.1 11 kW Rooftop Packaged Unit with Single Stage Heating and Cooling Option(s) : Economy Cycle, EC Plug Fans, Full Stand Alone Advanced Controls SA : 500 l/s @ 180Pa ESP OA : 500 l/s RA : 500 l/s | 11 kW Rooftop Packaged Unit With Economy Cycle | 1 | -1 | 2018-07-09 | 2018-07-25 | 1 | 0 | 27944 |  | VIC
16140-01-01 | Rival Air Pty Ltd | ACF Albert Redevelopment Retirement Community (114 Albert Rd) | ACPP1700 | PP | PAC-RL-01.01 1700 l/s PoolPac Unit with Single Stage Heating and Cooling SA : 1800 l/s @ 250 Pa ESP OA : 1800 l/s RA : 1800 l/s @ 200Pa ESP Cond MA: 1020 l/s | 1700 l/s PoolPac Unit | 1 | -1 | 2018-07-12 | 2018-07-23 | 1 | 0 | 27350 |  | VIC | CUST WANTS AUG DEL & INVOICE
16095-01-01 | B & G Air Conditioning | Padua College Mornington | ACL96RCRTP-EC | RTP | 96 kW Rooftop Packaged Unit with Dual Stage Heating and Cooling Option(s) : Economy Cycle SA : 4200 l/s OA : 4200 l/s RA : 4200 l/s | 96 kW Rooftop Packaged Unit With Economy Cycle | 1 | -1 | 2018-07-13 | 2018-07-30 | 1 | 0 | 58375 |  | VIC
15908-02-01 | McCaig Air Conditioning Bendigo | Latrobe Uni New Engineering Building | ERV8000-EC-TALL | ERVCO | AHU-1 (Section B) 8000 l/s Energy Recovery Ventilator Unit Section B: Heat Recovery and Fan Coil Section | 8000 l/s Energy Recovery Ventilator Unit With EC | 1 | -1 | 2018-07-20 | 2018-08-09 | 1 | 0 | 40000 |  | VIC | 21/05 BRING FORWARD TO MID JULY
15908-01-01 | McCaig Air Conditioning Bendigo | Latrobe Uni New Engineering Building | ERV8000-EC-TALL | ERVCO | AHU-1 (Section A) 8000 l/s Energy Recovery Ventilator Unit Section A: Filter/Mixing Box Included options: TALL Configuration, Economy Cycle Mode, HHW & CHW Coils, EC Plug Fans, and Filter Section with Bag Filters | 8000 l/s Energy Recovery Ventilator Unit With EC | 1 | -1 | 2018-07-20 | 2018-08-09 | 1 | 0 | 40000 |  | VIC | 21/05 BRING FORWARD TO MID JULY
16191-01-01 | Venmist Pty Ltd | 100 Creek Street | ACS23RCRTP | RTP | Rooftop Packaged Unit with Single Stage Heating and Cooling SA : 1190 l/s OA : 1190 l/s - 75% Total efficiency Enthalpy heat Exchanger - Double-skinned 50mm PIR Sandwich Panel Cabinet - Corrosion Treated Coils - Direct Drive Forward Curve Centrifugal Fans - Vibration Isolated Fan Mounts - Functionality wired to a terminal strip for control by others - Freight to site | 23 kW Rooftop Packaged Unit | 1 | -1 | 2018-07-23 | 2018-07-30 | 1 | 0 | 20900 |  | QLD | WAITING ON DELIVERY DETAILS, WANTED 1ST WEEK AUG
16166-01-01 | Killarney Swim School Pty Ltd | Killarney Carlile Swim School | ACPP2300 | PP | 2300 l/s PoolPac Unit with Dual Stage Heating and Cooling Options included: Vertical Configuration EC Plug fans SA : 2300 l/s OA : 2300 l/s RA : 2300 l/s | 2300 l/s PoolPac Unit | 1 | -1 | 2018-07-27 | 2018-09-20 | 1 | 0 | 60000 |  | NSW
16153-01-01 | Vent Mechanical Services Pty Ltd | Chevalier College Performing Arts | ACL82RCRTP-EC | RTP | PU-PAC.1 82 kW Rooftop Packaged Unit with Dual Stage Heating and Cooling Options included : Economy Cycle Enthalpy heat exchanger Inverter Driven Compressor Electronic Expansion Valve Forward Curve Centrifugal fans CO2 Control with RABP dampers CO2 Sensor Included SA : 3520 l/s OA : 3520 l/s RA : 3520 l/s | 82 kW Rooftop Packaged Unit With Economy Cycle | 1 | -1 | 2018-07-27 | 2018-08-03 | 1 | 0 | 54000 |  | NSW
16192-01-01 | Cec Funch Refrigeration & Air Conditioning | Church Hall - Rockhampton | ACL82RCRTP-EC | RTP | 82 kW Rooftop Packaged Unit with Dual Stage Heating and Cooling SA : 3800 l/s, OA : 2250 l/s, RA : 1550 l/s - 75% Total efficiency Enthalpy heat Exchanger - Double-skinned 50mm PIR Sandwich Panel Cabinet - Corrosion Treated Coils - EC Plug Fans c/w proprietary air volume controllers - Economy Cycle - Bypass Dampers - Can be utilised for pull-down cycle or CO2 control. Includes dampers and actuators (non-spring return type) - Functionality wired to a terminal strip for control by others - Freight to Rockhampton | 82 kW Rooftop Packaged Unit With Economy Cycle | 1 | -1 | 2018-07-30 | 2018-08-20 | 1 | 0 | 55360 |  | QLD
15943-01-01 | System Air Pty Ltd | Aldi Fairfield | ACDHUM2-D | DEHUM | 1350L/s DX Preconditioner per ALDI Spec Complete With: - 80% Sensible Only Heat Exchanger - VSD Compressor - Roof Mounted Condenser - Stainless Steel Drain Trays - Corrosion Treated Coils - EC Plug Fans - Supply Air Volume Controller - Controls per ALDI standard - 1 off Enthalpy Sensor and 1 off remote HMI to be fitted by mech. trade - Deep Bed Filters - Half Day Commissioning Assistance Incl. Travel | ACDHUM2-D | 1 | -1 | 2018-07-31 | 2018-08-15 | 1 | 0 | 53820 |  | QLD | 12-07 OFF HOLD PROCEED WIOTH MANUFACTURING
15884-01-01 | D&E Air Conditioning Pty Ltd | Premier Apartments | ACPP6500 | PP | POOLPAC-08.01 6500 l/s PoolPac Unit with Dual Stage Heating and Cooling, EC Plug Fans, CPG Fan Speed Controllers and 80% Effective Non Metallic Counterflow Heat Exchangers SA : 5,800 l/s OA : 5,800 l/s RA : 5,800 l/s OA + Cond Makeup : 8,800 l/s | 6500 l/s PoolPac Unit | 1 | -1 | 2018-08-01 | 2018-08-27 | 1 | 0 | 78570 |  | VIC
16177-01-01 | Industrial Air (SA) Pty Ltd | Sacred Heart College SA | ACL82RCRTP-EC | RTP | 82 kW Rooftop Packaged Unit with Dual Stage Heating and Cooling Option(s) : Economy Cycle SA : 3600 l/s OA : 3600 l/s RA : 3600 l/s | 82 kW Rooftop Packaged Unit With Economy Cycle | 1 | -1 | 2018-08-10 | 2018-08-10 | 1 | 0 | 45677 |  | INDSA
16423-01-01 | Ashburton Regional Council | Spare Part_Riverview Ashburton (12757) Exhaust EC Plug fans retrofit | MISC | OTHER |  | MISC | 1 | -1 | 2018-08-24 | 2018-08-24 | 1 | 0 | 12078.5 |  | NSW
16248-01-01 | AE Smith & Son (NQ) Pty Ltd | Rockhampton Fire Station - Stage 2 | ACDHUM2-D | DEHUM | Outside Air Preconditioner 930 l/s Outside Air Weatherproof Double Skin PIR Sandwich Panel Cabinet Variable Speed Compressor EC Plug Supply Fan c/w Air VOlume Controller EC Axial Condenser Fan - Head Pressure controlled Proprietary Sensible Only Heat Exchanger G4 Panel + F5 Deep Bed FIlters Proprietary Controls system | ACDHUM2-D | 1 | -1 | 2018-08-28 | 2018-08-31 | 1 | 0 | 43240 |  | QLD
16224-01-01 | LEN Enterprises Pty Ltd | Seagulls Tweed Heads | ACL125RCRTP | RTP | 125 kW Rooftop Packaged Unit with Dual Modulating Heating and Cooling SA: 5000 l/s: OA: 5000 l/s; - 75% Total efficiency Counterflow Enthalpy heat Exchanger - Double-skinned 50mm PIR Sandwich Panel Cabinet - Corrosion Treated Coils and construction to suit coastal environment - Modulating reheat coil for Supply Air temp control - EC Plug Fans c/w proprietary air volume controllers - Bypass Dampers - Can be utilised for pull-down cycle or CO2 control. Includes dampers and actuators (non-spring return type) - Dual VSD compressors - Functionality wired to a terminal strip for control by others - Half day manufacturers commissioning assistance - FIS Site | 125 kW Rooftop Packaged Unit | 1 | -1 | 2018-08-29 | 2018-09-05 | 1 | 0 | 78030 |  | QLD
16231-01-03 | CRC Electrical | Knowles Pavilion Dalby | ERV2000 | ERVCO | AC-1.1, AC-1.2 and AC-1.3: 3 off ERV2000 Energy Recovery Ventilator Unit SA : 2000 l/s, OA : 625 l/s - 50mm PIR sandwich panel casing - 75% Efficient Counter-flow Enthalpy heat-exchanger - EC Plug Supply and Exhaust Fans - Corrosion Treated Evaporator coil - factory installed TX valve/Check valves - Modulating bypass dampers for CO2 control - Economy Cycle - Functionality wired to terminal strip for control by others - Full Day Commissioning Assistance including Travel | 2000 l/s Energy Recovery Ventilator Unit | 1 | -1 | 2018-09-04 | 2018-09-21 | 1 | 0 | 24170 |  | QLD
16231-02-01 | CRC Electrical | Knowles Pavilion Dalby | DUNNAIR CONDENSER |  | Option 2 - Dunnair Condensing Unit Reverse Cycle Condenser - pre-charged R410a - refer notes for pipe sizes and additional Refrigerant allowance - Powder Coated Cabinet with Steel Base Frame and SS Fixings - Corrosion Treated coil with mesh guard - 25 mm Thermal Acoustic Insulation - 2 x Scroll Compressors - c/w Accumulator and O/L Protection - Electrical Board with CB's, HP/LP protection, Lockout Relays, Defrost Control Complete with 2 Year Parts and Labour Warranty through Air Change | SH73 Condenser | 3 | -1 | 2018-09-04 | 2018-09-21 | 3 | 0 | 16385 |  | QLD
16231-01-01 | CRC Electrical | Knowles Pavilion Dalby | ERV2000 | ERVCO | AC-1.1, AC-1.2 and AC-1.3: 3 off ERV2000 Energy Recovery Ventilator Unit SA : 2000 l/s, OA : 625 l/s - 50mm PIR sandwich panel casing - 75% Efficient Counter-flow Enthalpy heat-exchanger - EC Plug Supply and Exhaust Fans - Corrosion Treated Evaporator coil - factory installed TX valve/Check valves - Modulating bypass dampers for CO2 control - Economy Cycle - Functionality wired to terminal strip for control by others - Full Day Commissioning Assistance including Travel | 2000 l/s Energy Recovery Ventilator Unit | 1 | -1 | 2018-09-04 | 2018-09-21 | 1 | 0 | 24170 |  | QLD
16231-01-02 | CRC Electrical | Knowles Pavilion Dalby | ERV2000 | ERVCO | AC-1.1, AC-1.2 and AC-1.3: 3 off ERV2000 Energy Recovery Ventilator Unit SA : 2000 l/s, OA : 625 l/s - 50mm PIR sandwich panel casing - 75% Efficient Counter-flow Enthalpy heat-exchanger - EC Plug Supply and Exhaust Fans - Corrosion Treated Evaporator coil - factory installed TX valve/Check valves - Modulating bypass dampers for CO2 control - Economy Cycle - Functionality wired to terminal strip for control by others - Full Day Commissioning Assistance including Travel | 2000 l/s Energy Recovery Ventilator Unit | 1 | -1 | 2018-09-04 | 2018-09-21 | 1 | 0 | 24170 |  | QLD
16283-01-01 | IdealAir MAJOR AIR PTY LTD | Domestic Pool | ACPP500 | PP | 500l/s Reverse Cycle Heat Recovery PoolPac Unit c/w EC Plug Fans, CPG Fan Speed Controllers and factory programmed thermostat controller. | ACPP500 | 1 | -1 | 2018-09-07 | 2018-09-06 | 1 | 0 | 21405 |  | MAJ
15554-01-01 | Climatech NSW Pty Ltd | The Terraces - 74 Brown St For this order only Customer is 30 days EOM | ACPP1000 | PP | 1000 l/s PoolPac Unit with Single Stage Heating and Cooling SA : 1000 l/s OA : 1000 l/s RA : 1000 l/s | 1000 l/s PoolPac Unit | 1 | -1 | 2018-09-15 | 2018-09-20 | 1 | 0 | 20603 |  | NSW
16242-01-01 | Industrial Air (SA) Pty Ltd | Puma Katherine | ACL96RCRTP | RTP | 96 kW Rooftop Packaged Unit with Dual Stage Heating and Cooling - SA : 3200 l/s OA : 1000 l/s | 96 kW Rooftop Packaged Unit | 1 | -1 | 2018-09-27 | 2018-09-26 | 1 | 0 | 56890 |  | INDNT
16256-01-01 | IdealAir MAJOR AIR PTY LTD | Tas Data Centre_1 | ERV1500-ECP | ERVCO | Data Centre ERV Unit with ECP and 0-10v fan speed control. | 1500 l/s ERV Unit with EC Plug Fan | 1 | -1 | 2018-09-27 | 2018-09-26 | 1 | 0 | 11168 |  | MAJ
16042-02-01 | Aston Air-Conditioning & Refrigeration | St Joseph's College Pool | AC-RC | RTP | Special Construct Remote Condenser to match ACPP6500-PLUS. Price as a packaged unit | Remote DX Condenser | 1 | -1 | 2018-09-27 | 2018-09-27 | 1 | 0 | 38500 |  | QLD | 17/09 DELIVERY DATE CHANGED TO 29/09
16314-01-01 | Advanced Air Conditioning Pty Ltd | Aldi Pimpama | ACDHUM2-D | DEHUM | 1350L/s DX Preconditioner per ALDI Spec Complete With: - 80% Sensible Only Heat Exchanger - 56kW VSD Compressor (reverse cycle for winter heating) - Roof Mounted Condenser - Stainless Steel Drain Trays - Corrosion Treated Coils - EC Plug Fans - Supply Air Volume Controller - Controls per ALDI standard (including 1 off wall mounted enthalpy sensor and 1 off MSSB mounted HMI) - Deep Bed Filters - Half Day Manufacturers Commissioning Assistance | ACDHUM2-D | 1 | -1 | 2018-09-27 | 2018-09-27 | 1 | 0 | 55850 |  | QLD
16042-01-01 | Aston Air-Conditioning & Refrigeration | St Joseph's College Pool | ACPP6500 | PP | PPU-1: 6500 l/s PoolPac Unit with Dual Stage Heating and Cooling and Heat Pump combined unit - Dual VSD compressors - total 186 kW Cooling/Dehumidification/Heating Capacity - 80% Total efficiency counter-flow plate sensible only heat Exchanger - Double-skinned 50mm PIR Sandwich Panel Cabinet, weatherproof and corrosion treated for pool environment - Corrosion Treated Coils - Includes water cooled condenser to provide pool water heating, 100kW capacity - EC Plug Fans c/w proprietary air volume controllers - Air Side Modes - Heat Recovery, Recirculation and Economy Modes - Roof Mounted Condenser - Vertical Discharge - Bypass Dampers - Can be utilised for pull-down cycle or CO2 control - VSD compressors - Powder coated drain trays - Proprietary controls - Commissioning Assistance as required | 6500 l/s PoolPac Unit | 1 | -1 | 2018-09-27 | 2018-09-27 | 1 | 0 | 154000 |  | QLD | 17/09 DELIVERY DATE CHANGED TO 29/09
15884-02-01 | D&E Air Conditioning Pty Ltd | Premier Apartments | ACL52RCRTP | RTP | PAC-06.01 52 kW Rooftop Packaged Unit with Dual Stage Heating and Cooling, EC Plug Fans, CPG Fan Speed Controllers and 80% Effective Non Metallic Counterflow Heat Exchangers SA : 2,424 l/s OA : 2,424 l/s RA : 2,250 l/s OA + Cond Makeup : 3,800 l/s | 52 kW Rooftop Packaged Unit | 1 | -1 | 2018-09-28 | 2018-09-14 | 1 | 0 | 39130 |  | VIC
16033-01-01 | Austral Air Conditioning Services P/L | UNSW Electrical Engineering Building - AHU-5.1 | ERV10000-TALL | ERVCO | AHU-5.1 10,000 l/s Energy Recovery Ventilator Unit - Tall version Options included: Chilled water coil Hot water coil SS drain tray Service lights in fan section. EC Plug fans Turn down to 10% max flow. Motorised isolation dampers to allow fan staging SA : 10210 l/s OA : 10210 l/s RA : 9520 l/s | Energy Recovery Ventilator 10000l/s | 1 | -1 | 2018-10-02 | 2018-10-05 | 1 | 0 | 69359 |  | NSW
16147-02-01 | Allied Air Conditioning & Refrigeration | Ballina Hospital Stage 2 | PCU-N-H 10 | DEHUM | PCU-N-H Humidity Control Unit AHU-02 - PCU-N-H 10 - as above | PCU-N-H 10 | 1 | -1 | 2018-10-08 | 2018-10-10 | 1 | 0 | 29132 |  | QLD
16147-03-01 | Allied Air Conditioning & Refrigeration | Ballina Hospital Stage 2 | PCU-N-H 10 | DEHUM | PCU-N-H Humidity Control Unit AHU-04 - PCU-N-H 10 - as above | PCU-N-H 10 | 1 | -1 | 2018-10-08 | 2018-10-10 | 1 | 0 | 29132 |  | QLD
16147-01-01 | Allied Air Conditioning & Refrigeration | Ballina Hospital Stage 2 | PCU-N-H 15 | DEHUM | PCU-N-H Humidity Control Unit AHU-01 - PCU-N-H-15 Galvanised Channel Base Frame Double Skin PIR Colorbond Sandwich Panel Cabinet (TB1) Copper Tube, Aluminium Finned Cooling coil - Min 6 Row - Corrosion Treated EC Plug Fan c/w constant air volume controller Stainless Steel Drain Tray Single Stage Electric Heaters (2 stage for AHU-01) - incl HPT, Manual Reset, Kao Board lining Filter/Mixing Section including G4 Panel and F8 Deep Bed Filters (Excludes dampers) Modulating Dehumidification and Reheat System including - Variable Speed Compressor - Corrosion Treated Evaporator Coil - Corrosion Treated Reheat Coil - Factory Control System with LLI or Modbus TCP interface including - Room Temp/Humidity sensor and Temperature adjustment Interface - enable required by BMS - Internal Temperature sensors as required for Cooling/Heating/Dehumidification/Humidification Control - Digital outputs to enable Electric Heater and Humidifier (AHU-01/04) and Analogue outputs to control them (Site Wiring of field devices, supply of CHW Valves, Electric Heater and Humidifier, dampers and control of purge mode by Mech Trade) FIS Ballina Full Days Commissioning Assistance including Travel Lead time currently estimated at 10-12 weeks (ex Works Sydney) | PCU-N-H 15 | 1 | -1 | 2018-10-08 | 2018-10-11 | 1 | 0 | 31131 |  | QLD
16281-01-01 | Elite Heating & Cooling | AFS Canberra Catering | ACL70RCRTP | RTP | Rooftop Packaged Unit with Dual Stage Heating and Cooling Options included: Remote Condenser EC plug fans VSD Compressor In-Built Filters SA : 2550 l/s OA : 2550 l/s | 70 kW Rooftop Packaged Unit | 1 | -1 | 2018-10-10 | 2018-10-09 | 1 | 0 | 37200 |  | NSW | PARI PROMISED 31/09 & THEN 15/10
16284-01-03 | M.C. Industries | Caboolture Aquatic Centre | ACPP6500 | PP | AHU-1, 2, 3 and 4: 6500 l/s PoolPac Units with Dual Stage Heating and Cooling SA : 6500 l/s, OA : 6500 l/s, RA : 6500 l/s Units include: - 80% efficient sensible-only heat exchanger - Double-skinned 50mm PIR Sandwich Panel Cabinet (corrosion treated for pool environment) - Corrosion Treated Coils - EC Plug Fans - Dual staged compressors - Powder coated drain tray - Full day manufacturers commissioning assistance - Freight to site Functionality wired to terminal strip for control by others | 6500 l/s PoolPac Unit | 1 | -1 | 2018-10-11 | 2018-10-25 | 1 | 0 | 65000 |  | QLD | AFS TO BUILD CASING EXCLUDING FANS, ELECTRICAL AND REFRIGERATION
16284-01-01 | M.C. Industries | Caboolture Aquatic Centre | ACPP6500 | PP | AHU-1, 2, 3 and 4: 6500 l/s PoolPac Units with Dual Stage Heating and Cooling SA : 6500 l/s, OA : 6500 l/s, RA : 6500 l/s Units include: - 80% efficient sensible-only heat exchanger - Double-skinned 50mm PIR Sandwich Panel Cabinet (corrosion treated for pool environment) - Corrosion Treated Coils - EC Plug Fans - Dual staged compressors - Powder coated drain tray - Full day manufacturers commissioning assistance - Freight to site Functionality wired to terminal strip for control by others | 6500 l/s PoolPac Unit | 1 | -1 | 2018-10-11 | 2018-10-30 | 1 | 0 | 65000 |  | QLD | AFS TO BUILD CASING EXCLUDING FANS, ELECTRICAL AND REFRIGERATION
16284-01-02 | M.C. Industries | Caboolture Aquatic Centre | ACPP6500 | PP | AHU-1, 2, 3 and 4: 6500 l/s PoolPac Units with Dual Stage Heating and Cooling SA : 6500 l/s, OA : 6500 l/s, RA : 6500 l/s Units include: - 80% efficient sensible-only heat exchanger - Double-skinned 50mm PIR Sandwich Panel Cabinet (corrosion treated for pool environment) - Corrosion Treated Coils - EC Plug Fans - Dual staged compressors - Powder coated drain tray - Full day manufacturers commissioning assistance - Freight to site Functionality wired to terminal strip for control by others | 6500 l/s PoolPac Unit | 1 | -1 | 2018-10-11 | 2018-10-29 | 1 | 0 | 65000 |  | QLD | AFS TO BUILD CASING EXCLUDING FANS, ELECTRICAL AND REFRIGERATION
16284-01-04 | M.C. Industries | Caboolture Aquatic Centre | ACPP6500 | PP | AHU-1, 2, 3 and 4: 6500 l/s PoolPac Units with Dual Stage Heating and Cooling SA : 6500 l/s, OA : 6500 l/s, RA : 6500 l/s Units include: - 80% efficient sensible-only heat exchanger - Double-skinned 50mm PIR Sandwich Panel Cabinet (corrosion treated for pool environment) - Corrosion Treated Coils - EC Plug Fans - Dual staged compressors - Powder coated drain tray - Full day manufacturers commissioning assistance - Freight to site Functionality wired to terminal strip for control by others | 6500 l/s PoolPac Unit | 1 | -1 | 2018-10-11 | 2018-10-26 | 1 | 0 | 65000 |  | QLD | AFS TO BUILD CASING EXCLUDING FANS, ELECTRICAL AND REFRIGERATION
16152-01-01 | Grosvenor Engineering Group Pty Ltd | Paragon Hotel Gateway 7 | ACL125RCRTP | RTP | AC-3 125 kW Rooftop Packaged Unit with Dual Stage Heating and Cooling Options included: EC Plug fans Bag filters Vertical Discharge Inverter Compressors Remote Condenser Economy cycle (dampers included) Standalone Advanced Controller Modbus TCP/IP HLI SA : 5000 l/s OA : 3000 l/s RA : 2000 l/s | 125 kW Rooftop Packaged Unit | 1 | -1 | 2018-10-12 | 2018-10-25 | 1 | 0 | 61800 |  | NSW | CRANE BOOKED 9PM ON 29/10
16152-02-01 | Grosvenor Engineering Group Pty Ltd | Paragon Hotel Gateway 7 | ACL70RCRTP | RTP | AC-2 70 kW Rooftop Packaged Unit with Dual Stage Heating and Cooling Options included: EC Plug fans Bag filters Vertical Discharge Inverter compressor Remote Condenser Modbus TCP/IP HLI SA : 2000 l/s OA : 2000 l/s RA : 0 l/s | 70 kW Rooftop Packaged Unit | 1 | -1 | 2018-10-12 | 2018-10-25 | 1 | 0 | 40500 |  | NSW | CRANE BOOKED 9PM ON 29/10
16152-03-01 | Grosvenor Engineering Group Pty Ltd | Paragon Hotel Gateway 7 | REMOTE CONDENSER | RTP | Remote Condensing Unit 190kW to match ACL125RCRTP Options included: • EC Axial Fans | Remote Condensing Unit | 1 | -1 | 2018-10-12 | 2018-10-25 | 1 | 0 | 25750 |  | NSW | CRANE BOOKED 9PM ON 29/10
16301-01-01 | Smooth-Air Products Ltd | Summerset Trentham Pool | ACPP1400 | PP | 1400 l/s PoolPac Unit with Single Stage Heating and Cooling SA : 1400 l/s, OA : 1200 l/s, RA : 1250 l/s - 80% efficient sensible-only counterflow heat exchanger (see footnotes) - Double-skinned 50mm PIR Sandwich Panel Cabinet - corrosion treated for pool environment - Corrosion Treated Coils - Hot gas bypass defrost - EC Plug Fans c/w proprietary air volume controllers - Bypass Dampers - Can be utilised for pull-down cycle. Includes dampers and actuators (non-spring return type) - VSD compressor - Powder coated drain tray - Thermostat controller | 1400 l/s PoolPac Unit | 1 | -1 | 2018-10-12 | 2018-10-18 | 1 | 0 | 26450 |  | NZ | UNIT NEEDS TO SHIP ON/BEFORE 08/10
16152-05-01 | Grosvenor Engineering Group Pty Ltd | Paragon Hotel Gateway 7 | ACL125RCRTP | RTP | (PART B) Damper and Filter Module | 125 kW Rooftop Packaged Unit | 1 | -1 | 2018-10-12 | 2018-10-25 | 1 | 0 | 15450 |  | NSW | CRANE BOOKED 9PM ON 29/10
16152-04-01 | Grosvenor Engineering Group Pty Ltd | Paragon Hotel Gateway 7 | REMOTE CONDENSER | RTP | Remote Condensing Unit 95kW to match ACL70RCRTP Options included: • EC Axial Fans | Remote Condensing Unit | 1 | -1 | 2018-10-12 | 2018-10-25 | 1 | 0 | 13500 |  | NSW | CRANE BOOKED 9PM ON 29/10
16310-01-01 | Summit Industrial Chillers Pty Ltd | Royal Darwin Hospital | SIC-EST-53-11-35 |  | Chiller 53kW at 11 Deg C Water at 35 Deg C Air | Chiller 53kW at 11 Deg C Water at 35 Deg C Air | 1 | -1 | 2018-10-19 | 2018-12-17 | 1 | 0 | 89100 |  | SIC
16401-01-02 | Industrial Air (SA) Pty Ltd | Katherine Fire Station | PCU-N-D 15 | DEHUM | PCU-N-D 15 | PCU-N-D 15 | 1 | -1 | 2018-10-19 | 2018-11-02 | 1 | 0 | 40700 |  | INDNT | SITE DELAY - HOLD UNTIL 20/11
16401-01-01 | Industrial Air (SA) Pty Ltd | Katherine Fire Station | PCU-N-D 15 | DEHUM | PCU-N-D 15 | PCU-N-D 15 | 1 | -1 | 2018-10-19 | 2018-11-02 | 1 | 0 | 40700 |  | INDNT | SITE DELAY - HOLD UNTIL 20/11
16316-03-01 | Elite Mechanical Solutions (Vic) Pty Ltd | 55 Southbank Blvd Hotel | ACPP2300 | PP | ERV-7.1 2300 l/s PoolPac Unit with Dual Stage Heating and Cooling SA : 2300 l/s OA : 2300 l/s RA : 2300 l/s | 2300 l/s PoolPac Unit | 1 | -1 | 2018-10-19 | 2018-10-18 | 1 | 0 | 37901 |  | VIC | UNIT REQUIRED MID OCTOBER
16375-01-01 | System Air Pty Ltd | Aldi Hope Island | ACDHUM2-D | DEHUM | 1200L/s DX Preconditioner per ALDI Spec Complete With: - 80% Sensible Only Heat Exchanger - VSD Compressor - Roof Mounted Condenser - Stainless Steel Drain Trays - Corrosion Treated Coils - epoxy - EC Plug Fans - Supply Air Volume Controller - Controls per ALDI standard - 1 off Enthalpy Sensor and 1 off remote HMI to be fitted by mech. trade - Deep Bed Filters - Half Day Commissioning Assistance Incl. Travel | ACDHUM2-D | 1 | -1 | 2018-10-25 | 2018-10-30 | 1 | 0 | 51027 |  | QLD | 28032018 JOB OFF HOLD, PROCEED WITH PRODUCTION
16429-01-01 | Industrial Air (SA) Pty Ltd | Rio Tinto 7 Mile Yard | ACDHUM1-D | DEHUM | Air Change Dehumidification Unit SA: 720 lps OA: 720 lps | ACDHUM1-D | 1 | -1 | 2018-10-26 | 2018-11-05 | 1 | 0 | 35350 |  | INDWA | MOIRA TO PROVIDE DELIVERY ADDRESS & NORTHLINE QUOTE NO
16370-01-01 | Airmech Pty Ltd | Caboolture Sports Club | ACL60RCRTP-EC | RTP | 60 kW Rooftop Packaged Unit with Dual Stage Heating and Cooling SA : 2400 l/s, OA : 915 l/s, RA : 1485 l/s - 75% Total efficiency Enthalpy heat Exchanger - Double-skinned 50mm PIR Sandwich Panel Cabinet - weatherproof - Corrosion Treated Coils - EC Plug Fans c/w proprietary air volume controllers - Economy Cycle - Bypass Dampers - Can be utilised for pull-down cycle or CO2 control. Includes dampers and actuators (non-spring return type) - Functionality wired to a terminal strip for control by others - Manufacturers Commissioning Assistance - Freight to site | 60 kW Rooftop Packaged Unit With Economy Cycle | 1 | -1 | 2018-10-26 | 2018-11-06 | 1 | 0 | 42180 |  | QLD
16318-01-01 | Air Smart Air Conditioning | Living Gem Bribie Island | ACPP2800 | PP | 2800 l/s PoolPac Unit with Dual Stage Heating and Cooling SA : 2800 l/s OA : 2800 l/s RA : 2800 l/s Complete with: - Corrosion resistant copper tube - aluminium finned coil - Double-skinned 50mm PIR sandwich panel cabinet - EC plug supply and exhaust fans - 80% efficient sensible-only heat exchanger - Proprietary thermostat controller - Stainless steel drain tray - Half day manufacturers commissioning assistance included | 2800 l/s PoolPac Unit | 1 | -1 | 2018-10-29 | 2018-11-07 | 1 | 0 | 46300 |  | QLD | CAM TO PROVIDE DELIVERY DATE & TIME
16280-01-01 | Active Air | St George Basin Country Club | ACL65RCRTP | RTP | ACU-01 65 kW Rooftop Packaged Unit with Dual Stage Heating and Cooling SA : 2800 l/s OA : 2800 l/s RA : 2800 l/s | 65 kW Rooftop Packaged Unit | 1 | -1 | 2018-11-09 | 2018-11-17 | 1 | 0 | 38420 |  | NSW | EPS PANEL
16280-02-01 | Active Air | St George Basin Country Club | ACL96RCRTP | RTP | ACU-02 96 kW Rooftop Packaged Unit with Dual Stage Heating and Cooling SA : 4200 l/s OA : 4200 l/s RA : 4200 l/s | 96 kW Rooftop Packaged Unit | 1 | -1 | 2018-11-09 | 2018-11-16 | 1 | 0 | 43805 |  | HO | EPS PANEL
16280-03-01 | Active Air | St George Basin Country Club | ACL82RCRTP | RTP | ACU-04 82 kW Rooftop Packaged Unit with Dual Stage Heating and Cooling SA : 3600 l/s OA : 3600 l/s RA : 3600 l/s | 82 kW Rooftop Packaged Unit | 1 | -1 | 2018-11-09 | 2018-11-17 | 1 | 0 | 42502 |  | NSW | EPS PANEL
16353-01-01 | Promech Mechanical Services Pty Ltd | CRC Caroline Springs | ACL60RCRTP-EC | RTP | AC-1 60 kW Rooftop Packaged Unit with Variable Heating and Cooling Option(s) : Economy Cycle, CO2/100% RABP, EC Plug Fans, CPG Fan Speed Controllers, R410A VSD Compressor (25-100Hz), Full Advanced Control System with Touch Screen Controller SA : 2700 l/s @ 350Pa ESP OA : 2000 l/s RA : 2000 l/s | 60 kW Rooftop Packaged Unit With Economy Cycle | 1 | -1 | 2018-11-09 | 2018-11-16 | 1 | 0 | 56055 |  | VIC
16397-01-01 | Advanced Air Conditioning Pty Ltd | ALDI Birtinya | ACDHUM2-D | DEHUM | 1200 L/s DX Preconditioner per ALDI Spec Complete With: - 80% Sensible Only Heat Exchanger - VSD Compressor - Roof Mounted Condenser - Stainless Steel Drain Trays - Corrosion Treated Coils - EC Plug Fans - Supply Air Volume Controller - Controls per ALDI standard - 1 off enthalpy sensor to be fitted by mech. trade (excludes remote HMI, refer to drawing MS-105) - Deep Bed Filters - Half Day Commissioning Assistance Incl. Travel | ACDHUM2-D | 1 | -1 | 2018-11-15 | 2018-11-22 | 1 | 0 | 53820 |  | QLD
16383-01-01 | Air-Rite Mechanical Services | Beenleigh Aquatic Centre | ACPP2800 | PP | 3100 l/s PoolPac Unit with Dual Stage Heating and Cooling SA : 3100 l/s, OA : 3100 l/s, RA : 2800 l/s Complete with: - 80% efficient sensible-only counterflow plate heat exchanger - Double-skinned 50mm PIR Sandwich Panel Cabinet - Corrosion treated for pool environment - Corrosion Treated Coils - Powder coated aluminium drain tray - Corrosion resistant EC plug supply and exhaust fans - Proprietary Thermostat Controller - needs start/stop input from timeclock - Half day manufacturers commissioning assistance | 2800 l/s PoolPac Unit | 1 | -1 | 2018-11-16 | 2018-11-29 | 1 | 0 | 46850 |  | QLD
16464-01-01 | Value Added Construction Pty Ltd | 312 Brunswick St | ERV3000 | ERVCO | AHU-2: 3000 l/s Energy Recovery Ventilator Unit SA : 3000 l/s; OA : 3000 l/s; RA : 2400 l/s Unit includes: - Double-skinned 50mm PIR Sandwich Panel Cabinet - weatherproof - 75% Efficient enthalpy heat-exchanger - EC Plug Supply and exhaust fans (control by others via 0-10V input) - Freight to site | 3000 l/s Energy Recovery Ventilator Unit | 1 | -1 | 2018-11-16 | 2019-02-25 | 0 | -1 | 19325 | 2019-02-26 | ACT | INVOICED AWAITING DELIVERY DATE
16279-01-01 | Smooth-Air Products Ltd | Commercial Bay | ACS20RCRTP | RTP | 20 kW Rooftop Packaged Unit with Single Stage Heating and Cooling - 80% efficiency counterflow plate sensible heat exchanger - Double-skinned 50mm PIR Sandwich Panel Cabinet - Corrosion Treated Coils - EC Plug Fans c/w proprietary air volume controllers - Hot Gas Reheat Coil - staged control - Functionality wired to a terminal strip for control by others | 20kW Rooftop Packaged Unit | 1 | -1 | 2018-11-16 | 2018-11-30 | 1 | 0 | 22000 |  | NZ
16279-01-02 | Smooth-Air Products Ltd | Commercial Bay | ACS20RCRTP | RTP | 20 kW Rooftop Packaged Unit with Single Stage Heating and Cooling - 80% efficiency counterflow plate sensible heat exchanger - Double-skinned 50mm PIR Sandwich Panel Cabinet - Corrosion Treated Coils - EC Plug Fans c/w proprietary air volume controllers - Hot Gas Reheat Coil - staged control - Functionality wired to a terminal strip for control by others | 20kW Rooftop Packaged Unit | 1 | -1 | 2018-11-16 | 2018-11-30 | 1 | 0 | 22000 |  | NZ
16390-01-01 | Advanced Air Conditioning Pty Ltd | ALDI Lutwyche | ACDHUM2-D | DEHUM | 1350L/s DX Preconditioner per ALDI Spec Complete With: - 80% Sensible Only Heat Exchanger - VSD Compressor - Roof Mounted Condenser - Stainless Steel Drain Trays - Corrosion Treated Coils - epoxy - EC Plug Fans - Supply Air Volume Controller - Controls per ALDI standard - 1 off Enthalpy sensor and 1 off remote HMI to be fitted by mech. trade - Deep Bed Filters - Half Day Commissioning Assistance Incl. Travel | ACDHUM2-D | 1 | -1 | 2018-11-16 | 2018-11-27 | 1 | 0 | 51027 |  | QLD
16428-01-01 | Airtech HVAC Pty Ltd | Morayfield Sports Centre Expansion | ACL125RCRTP-EC | RTP | 125 kW Rooftop Packaged Unit with Dual Stage Heating and Cooling AHU-1 & AHU-2 SA : 5000 l/s, OA : 0 - 3125 l/s, RA : 1875 - 5000 l/s - 75% Total efficiency Enthalpy heat Exchanger - Double-skinned 50mm PIR Sandwich Panel Cabinet - weatherproof - Corrosion Treated Coils and Cabinet to suit proximity to coast - Dual staged compressors - EC Plug Fans c/w proprietary air volume controllers - Economy Cycle (includes actuators and dampers) - Bypass Dampers (includes actuators and dampers) - Can be utilised for pull-down cycle or CO2 control - Functionality wired to a terminal strip for control by others - Half Day Manufacturers Commissioning Assistance - Freight to Morayfield | 125 kW Rooftop Packaged Unit With Economy Cycle | 1 | -1 | 2018-11-20 | 2018-12-11 | 1 | -1 | 61000 | 2019-09-24 | QLD
16468-01-01 | Industrial Air (SA) Pty Ltd | Darwin Explosive Ordinance Project | ACDHUM4-D | DEHUM |  | ACDHUM4-D | 1 | -1 | 2018-11-20 | 2019-01-08 | 1 | 0 | 101000 |  | INDNT
16428-01-02 | Airtech HVAC Pty Ltd | Morayfield Sports Centre Expansion | ACL125RCRTP-EC | RTP | 125 kW Rooftop Packaged Unit with Dual Stage Heating and Cooling AHU-1 & AHU-2 SA : 5000 l/s, OA : 0 - 3125 l/s, RA : 1875 - 5000 l/s - 75% Total efficiency Enthalpy heat Exchanger - Double-skinned 50mm PIR Sandwich Panel Cabinet - weatherproof - Corrosion Treated Coils and Cabinet to suit proximity to coast - Dual staged compressors - EC Plug Fans c/w proprietary air volume controllers - Economy Cycle (includes actuators and dampers) - Bypass Dampers (includes actuators and dampers) - Can be utilised for pull-down cycle or CO2 control - Functionality wired to a terminal strip for control by others - Half Day Manufacturers Commissioning Assistance - Freight to Morayfield | 125 kW Rooftop Packaged Unit With Economy Cycle | 1 | -1 | 2018-11-20 | 2018-12-12 | 1 | 0 | 61000 |  | QLD
16446-01-01 | Techline Air Conditioning Services | The Ritz Hotel | ACL60RCRTP-EC | RTP | HX PAC-1 60 kW Rooftop Packaged Unit with Dual Stage Heating and Cooling Options included : Economy Cycle SA : 2700 l/s OA : 2700 l/s RA : 2700 l/s | 60 kW Rooftop Packaged Unit With Economy Cycle | 1 | -1 | 2018-11-23 | 2019-01-14 | 1 | 0 | 52573 |  | NSW | CASING FROM AFS / CRANE LIFT BOOKED FOR 26/11
16252-01-01 | B & G Air Conditioning | HE Parker Reserve | ACL125RCRTP-EC | RTP | PAC-1 & 2 125 kW Rooftop Packaged Unit with Dual Stage Heating and Cooling Included Option(s) : Economy Cycle, EC Plug Fans, Integrated Advanced Control System with Modbus Interface SA : 5000 l/s OA : 5000 l/s RA : 5000 l/s | 125 kW Rooftop Packaged Unit With Economy Cycle | 1 | -1 | 2018-11-23 | 2019-02-04 | 1 | 0 | 66585.5 |  | VIC
16252-01-02 | B & G Air Conditioning | HE Parker Reserve | ACL125RCRTP-EC | RTP | PAC-1 & 2 125 kW Rooftop Packaged Unit with Dual Stage Heating and Cooling Included Option(s) : Economy Cycle, EC Plug Fans, Integrated Advanced Control System with Modbus Interface SA : 5000 l/s OA : 5000 l/s RA : 5000 l/s | 125 kW Rooftop Packaged Unit With Economy Cycle | 1 | -1 | 2018-11-23 | 2019-02-04 | 1 | 0 | 66585.5 |  | VIC
16446-02-01 | Techline Air Conditioning Services | The Ritz Hotel | ACL45RCRTP-EC | RTP | HX PAC-2 45 kW Rooftop Packaged Unit with Dual Stage Heating and Cooling Options included : Economy Cycle SA : 2000 l/s OA : 2000 l/s RA : 2000 l/s | 45 kW Rooftop Packaged Unit With Economy Cycle | 1 | -1 | 2018-11-23 | 2019-01-11 | 1 | 0 | 44811 |  | NSW | CASING FROM AFS / CRANE LIFT BOOKED FOR 26/11
16456-01-01 | G. D. Proctor Mechanical Contractor | 40 Gleanard Drive 20/11 TH says invoice has been paid in full | ACPP500 | PP | 500l/s Reverse Cycle Heat Recovery PoolPac Unit c/w EC Plug Fans and CPG Fan Speed Controllers. SA: 500 l/s OA: 500 l/s RA: 500 l/s | ACPP500 | 1 | -1 | 2018-11-30 | 2018-12-06 | 1 | 0 | 22386 |  | VIC
60204-01-01 | Fan Coil (Sales) Pty Ltd | Country Club Gledswood Hills- Delta Air | FCS 1500 - 2 SECTIONS | FCSSA | PFCS 1500 AHU-OUTDOOR GAMING EC Fans CW & HW Coils Bypass Damper Weather Louvre 50mm Panel Filters Munters Evap Cooler Mun ters Control Panel | Fan Coil Sandwich Panel 15000L/s With 2 Sections | 1 | -1 | 2018-11-30 | 2018-12-14 | 1 | 0 | 47749.34 |  | CAP | AHU OUTDOOR GAMING
16469-03-01 | Rebalance Refrigeration & Air Conditioning Pty Ltd | CQU AC Replacement | REMOTE CONDENSER | RTP | Remote Condensing Unit atch PCU-N-D 40 Options included: • Dual Stages • EC Axial Fans | Remote Condensing Unit | 1 | -1 | 2018-12-03 | 2019-01-29 | 1 | 0 | 12120 |  | QLD
16454-01-01 | Smooth-Air Products Ltd | Swimtastic Auckland | ACPP5000 | PP | 5000 l/s PoolPac Unit with Dual Stage Heating and Cooling SA : 5000 l/s; OA : 5000 l/s; RA : 5000 l/s EC Plug Fans Dual Stage Reverse Cycle Compressors - 90 kW | 5000 l/s PoolPac Unit | 1 | -1 | 2018-12-03 | 2018-12-20 | 1 | 0 | 68800 |  | MAJ
16454-01-02 | Smooth-Air Products Ltd | Swimtastic Auckland | ACPP5000 | PP | 5000 l/s PoolPac Unit with Dual Stage Heating and Cooling SA : 5000 l/s; OA : 5000 l/s; RA : 5000 l/s EC Plug Fans Dual Stage Reverse Cycle Compressors - 90 kW | 5000 l/s PoolPac Unit | 1 | -1 | 2018-12-03 | 2018-12-21 | 1 | 0 | 68800 |  | NZ
16469-01-01 | Rebalance Refrigeration & Air Conditioning Pty Ltd | CQU AC Replacement | PCU-N-D 40 | RTP | Building 39, AHU-2 SECTION A (PCU-N-D 40) 3200 l/s Air Change Humidity control unit: - Double-skinned 50mm PIR Sandwich Panel Cabinet - Dual variable speed compressors - Corrosion treated evaporator and reheat coil - Split condenser with EC axial fan - corrosion treated - EC plug supply fans c/w proprietary air volume controller - Factory Control System with BACnet interface including - Room temp/humidity sensor and temp adjustment interface (enable required by BMS) - Internal temp sensors as required for cooling/heating/dehumidification control - Stainless steel drain trays - Half day manufacturers commissioning assistance - Freight to site | PCU-N-D 40 | 1 | -1 | 2018-12-03 | 2019-01-29 | 1 | 0 | 61803 |  | QLD
16457-01-02 | Airtech HVAC Pty Ltd | iFly Chermside | ACS20RCRTP | RTP | RTU-1,4 and 5: - 3 off ACS20 Units Energy Recovery Rooftop Packaged Units with Single Stage Heating and Cooling Units include: - 75% Total efficiency Enthalpy heat Exchanger - Double-skinned 50mm PIR Sandwich Panel Cabinet - weatherproof - Corrosion Treated Coils - EC Plug Fans - Economy Cycle Dampers c/w Bypass Dampers - Can be utilised for pull-down cycle or CO2 control. Includes dampers and actuators (non-spring return type) - Functionality wired to a terminal strip for control by others - Full day Manufacturers Commissioning Assistance - Freight to site | 20kW Rooftop Packaged Unit | 1 | -1 | 2018-12-07 | 2019-01-25 | 1 | 0 | 24500 |  | QLD | AFS SUPPLYING CASING
16457-02-01 | Airtech HVAC Pty Ltd | iFly Chermside | ACS16RCRTP | RTP | RTU-2 and 3: - 2 off ACS16 Units As per above description | 16 kW Rooftop Packaged Unit | 1 | -1 | 2018-12-07 | 2019-01-31 | 1 | 0 | 24500 |  | QLD | AFS SUPPLYING CASING
16499-01-01 | Carlile Swimming | Ryde Carlile | ACPP1400 | PP | 1400 l/s PoolPac Unit with Single Stage Heating and Cooling Options included: EC plug fans Carel Controller SA : 1400 l/s OA : 1400 l/s RA : 1470 l/s | 1400 l/s PoolPac Unit | 1 | -1 | 2018-12-07 | 2018-12-06 | 1 | 0 | 37967 |  | NSW
16457-01-03 | Airtech HVAC Pty Ltd | iFly Chermside | ACS20RCRTP | RTP | RTU-1,4 and 5: - 3 off ACS20 Units Energy Recovery Rooftop Packaged Units with Single Stage Heating and Cooling Units include: - 75% Total efficiency Enthalpy heat Exchanger - Double-skinned 50mm PIR Sandwich Panel Cabinet - weatherproof - Corrosion Treated Coils - EC Plug Fans - Economy Cycle Dampers c/w Bypass Dampers - Can be utilised for pull-down cycle or CO2 control. Includes dampers and actuators (non-spring return type) - Functionality wired to a terminal strip for control by others - Full day Manufacturers Commissioning Assistance - Freight to site | 20kW Rooftop Packaged Unit | 1 | -1 | 2018-12-07 | 2019-01-25 | 1 | 0 | 24500 |  | QLD | AFS SUPPLYING CASING
16457-01-01 | Airtech HVAC Pty Ltd | iFly Chermside | ACS20RCRTP | RTP | RTU-1,4 and 5: - 3 off ACS20 Units Energy Recovery Rooftop Packaged Units with Single Stage Heating and Cooling Units include: - 75% Total efficiency Enthalpy heat Exchanger - Double-skinned 50mm PIR Sandwich Panel Cabinet - weatherproof - Corrosion Treated Coils - EC Plug Fans - Economy Cycle Dampers c/w Bypass Dampers - Can be utilised for pull-down cycle or CO2 control. Includes dampers and actuators (non-spring return type) - Functionality wired to a terminal strip for control by others - Full day Manufacturers Commissioning Assistance - Freight to site | 20kW Rooftop Packaged Unit | 1 | -1 | 2018-12-07 | 2019-01-25 | 1 | 0 | 24500 |  | QLD | AFS SUPPLYING CASING
16457-02-02 | Airtech HVAC Pty Ltd | iFly Chermside | ACS16RCRTP | RTP | RTU-2 and 3: - 2 off ACS16 Units As per above description | 16 kW Rooftop Packaged Unit | 1 | -1 | 2018-12-07 | 2019-01-31 | 1 | 0 | 24500 |  | QLD | AFS SUPPLYING CASING
16461-01-01 | McKinnon Heating and Cooling | 19 Victoria Avenue | ACPP1200 | PP | PoolPac 1200 l/s PoolPac Unit with Single Stage Heating and Cooling Included Option(s): EC plug fans, DX heating and cooling, CPG controller. SA : 1200 l/s OA : 1200 l/s RA : 1200 l/s | 1200 l/s PoolPac Unit | 1 | -1 | 2018-12-09 | 2019-01-31 | 1 | -1 | 26667 | 2020-11-16 | VIC
16502-01-01 | Leader HVAC | ANTG Castledoyle PO Under Trustee Company | PCU-N-LD 10 |  | AHU-1 Low Dewpoint Precise Control Unit 1000 L/s Options included: EC plug fans Dual Refrigerant Circuit Remote Condenser Inverter Compressors Reheat Coil Air Change PsyControl (and sensors) OA: 890 L/s SA: 890 L/s | Low Dewpoint Precise Control Unit 1000 L/s | 1 | -1 | 2018-12-10 | 2018-12-20 | 1 | 0 | 34640 |  | NSW
16506-01-01 | Micra Air | D&C ACPP1000 | ACPP1000 | PP | 1000 l/s PoolPac Unit with Single Stage Heating and Cooling, ECP, CPG SA : 1000 l/s OA : 1000 l/s RA : 1000 l/s | 1000 l/s PoolPac Unit | 1 | -1 | 2018-12-13 | 2019-01-09 | 1 | 0 | 24810 |  | VIC
16497-02-01 | Seda Services QLD | Amberley Explosive Ordinance | REMOTE CONDENSER | RTP | Remote Condensing Unit to match ACDHUM4-D Options included: • EC Axial Fans | Remote Condensing Unit | 1 | -1 | 2018-12-14 | 2019-02-12 | 1 | 0 | 16050 |  | QLD | 15/01 UNIT NOW WANTED EC 04/02
16497-01-01 | Seda Services QLD | Amberley Explosive Ordinance | ACDHUM4-D | DEHUM | 2680 L/s DX Preconditioner Complete with: - 80% efficient sensible-only heat exchanger - VSD compressors - Remote Condenser - Stainless Steel drain trays - Corrosion treated coils - Hot gas reheat coil - EC plug fans - Supply air volume controller - Factory controls package (complete with MODBUS TCP and AO control to humidifier) - Deep bed filters - Half day commissioning assistance including travel | ACDHUM4-D | 1 | -1 | 2018-12-14 | 2019-02-12 | 1 | 0 | 90950 |  | QLD | 15/01 UNIT NOW WANTED W/C 04/02
16473-01-01 | Adept Air Conditioning (NSW) Pty Ltd | Lidcombe Mortuary | ACL45RCRTP-EC | RTP | HRPAC-1 45 kW Rooftop Packaged Unit with Dual Stage Heating and Cooling Options included : Economy Cycle EC plug fans Inverter VSD compressor SA : 880 l/s OA : 880 l/s RA : 880 l/s | 45 kW Rooftop Packaged Unit With Economy Cycle | 1 | -1 | 2018-12-21 | 2019-01-31 | 1 | 0 | 49500 |  | NSW | CUSTOMER PICK UP
16451-01-01 | Australian Crawl Pty Ltd | Sandgate Aquatic Centre | ACPP6500 | PP | 6500 l/s PoolPac Unit with Dual Stage Heating Only - 80% efficient sensible-only heat exchanger - Double-skinned 50mm PIR Sandwich Panel Cabinet - weatherproof and corrosion treated for pool environment - Powder coated drain tray - Corrosion Treated Coils - Bypass dampers for warm-up mode (includes dampers and actuators) - Corrosion resistant EC plug supply and exhaust fans c/w proprietary air volume controllers - Proprietary controls with auto/heating/ventilation functionality (control panel by others) - Manufacturers Commissioning Assistance - Freight to site | 6500 l/s PoolPac Unit | 1 | -1 | 2018-12-21 | 2019-02-15 | 1 | 0 | 82250 |  | QLD
16549-01-01 | Inter-Chillers Pty Ltd | Lion Dairy | PCU-N-LD 10 | DEHUM | AHU-1 Low Dewpoint Precise Control Unit 1000 L/s Options included: EC plug fans Dual Refrigerant Circuit Remote Condenser Reheat Coil OA: 0 l/s RA: 1000 l/s SA: 1000 l/s | Low Dewpoint Precise Control Unit 1000 L/s | 1 | -1 | 2019-01-11 | 2019-02-14 | 1 | 0 | 37025 |  | NSW | DELIVER 10AM THURS 14/02 TO MEET CRANE
16553-02-01 | Industrial Air (SA) Pty Ltd | My Vista Aged Care | ACPP750 | PP | 750 l/s PoolPac Unit with Single Stage Heating and Cooling. SA : 500 l/s OA : 500 l/s RA : 500 l/s | 750 l/s PoolPac Unit | 1 | -1 | 2019-01-17 | 2019-02-11 | 1 | 0 | 20900 |  | INDWA
16590-01-03 | Industrial Air (SA) Pty Ltd | Murray Street | ACDHUM6-D | DEHUM |  | ACDHUM6-D | 1 | -1 | 2019-01-18 | 2019-02-22 | 1 | 0 | 89315 |  | INDWA
16590-01-01 | Industrial Air (SA) Pty Ltd | Murray Street | ACDHUM6-D | DEHUM |  | ACDHUM6-D | 1 | -1 | 2019-01-18 | 2019-03-05 | 1 | 0 | 89315 |  | INDWA
16590-01-02 | Industrial Air (SA) Pty Ltd | Murray Street | ACDHUM6-D | DEHUM |  | ACDHUM6-D | 1 | -1 | 2019-01-18 | 2019-02-22 | 1 | 0 | 89315 |  | INDWA
16604-01-01 | Industrial Air (SA) Pty Ltd | College Park Residences | ACPP1200 | PP | 1200 l/s PoolPac Unit with Single Stage Heating and Cooling SA : 1200 l/s OA : 1200 l/s RA : 1200 l/s | 1200 l/s PoolPac Unit | 1 | -1 | 2019-01-21 | 2019-03-19 | 1 | 0 | 25000 |  | INDSA | AFS SUPPLYING CASING
16541-01-01 | Reece HVAC-R | Medland PCU-N-LD 30 | PCU-N-LD 30 |  | Low Dewpoint Precise Control Unit 3000 L/s Dual Stage Cooling and Single Stage Heating Precise Control Unit Options included: Air Change Propietary Controls EC plug fans Packaged/Split configuration DX Reheat Coil OA: 790 L/s RA: 1520 L/s SA: 2310 L/s | Low Dewpoint Precise Control Unit 3000 L/s | 1 | -1 | 2019-01-29 | 2019-02-28 | 1 | 0 | 73300 |  | NSW
16626-02-01 | Fredon Air Pty Ltd t/as Allstaff Airconditioning | Swinburne Uni AMC AHU-11-02 Upgrade | DEHUMCOILADDON | RTP | Compressor and Electrical Section | Dehumidification Extension Package | 1 | -1 | 2019-01-31 | 2019-03-07 | 1 | 0 | 31000 |  | VIC
16494-03-01 | Industrial Air (SA) Pty Ltd | Harrisdale School | ACL60RCRTP | RTP | 60 kW Rooftop Packaged Unit with Dual Stage Heating and Cooling SA : 2700 l/s OA : 2700 l/s RA : 2700 l/s | 60 kW Rooftop Packaged Unit | 1 | -1 | 2019-01-31 | 2019-03-06 | 1 | 0 | 58640 |  | INDWA | AFS SUPPLYING CASING
16626-01-01 | Fredon Air Pty Ltd t/as Allstaff Airconditioning | Swinburne Uni AMC AHU-11-02 Upgrade | DEHUMCOILADDON | RTP | Dehumidification Coil Box Section | Dehumidification Extension Package | 1 | -1 | 2019-01-31 | 2019-03-07 | 1 | 0 | 31000 |  | VIC
16494-02-01 | Industrial Air (SA) Pty Ltd | Harrisdale School | ACL45RCRTP | RTP | 45 kW Rooftop Packaged Unit with Dual Stage Heating and Cooling SA : 2000 l/s OA : 2000 l/s RA : 2000 l/s | 45 kW Rooftop Packaged Unit | 1 | -1 | 2019-01-31 | 2019-03-28 | 1 | 0 | 49482 |  | INDWA | AFS SUPPLYING CASING
16494-01-01 | Industrial Air (SA) Pty Ltd | Harrisdale School | ACS32RCRTP | RTP | 32 kW Rooftop Packaged Unit with Single Stage Heating and Cooling SA : 1400 l/s OA : 1400 l/s RA : 1400 l/s | 32 kW Rooftop Packaged Unit | 1 | -1 | 2019-01-31 | 2019-02-26 | 1 | 0 | 44692 |  | INDWA | AFS SUPPLYING CASING
16463-02-01 | Collins Mechanical Pty Ltd | Caulfield Grammar School Aquatic & Wellbeing Centre | ACS36RCRTP-EC | RTP | PAC-01 36 kW Rooftop Packaged Unit with Single Stage Heating and Cooling Included Option(s) : Economy Cycle, EC Plug Fans, Standalone Control System, and Filter Plenum c/w Filters and Frames | 36 kW Rooftop Packaged Unit With Economy Cycle | 1 | -1 | 2019-02-11 | 2019-02-26 | 1 | 0 | 31958 |  | VIC | AFS SUPPLYING CASING
16463-02-02 | Collins Mechanical Pty Ltd | Caulfield Grammar School Aquatic & Wellbeing Centre | ACS36RCRTP-EC | RTP | PAC-02 36 kW Rooftop Packaged Unit with Single Stage Heating and Cooling Included Option(s) : Economy Cycle, EC Plug Fans, Standalone Control System, and Filter Plenum c/w Filters and Frames | 36 kW Rooftop Packaged Unit With Economy Cycle | 1 | -1 | 2019-02-11 | 2019-02-26 | 1 | 0 | 31958 |  | VIC | AFS SUPPLYING CASING
16526-01-02 | Industrial Air (SA) Pty Ltd | St Vincent Street | ACL60RCRTP-EC | RTP | 60 kW Rooftop Packaged Unit with Dual Stage Heating and Cooling Option(s) : Economy Cycle SA : 2700 l/s OA : 2700 l/s RA : 2700 l/s | 60 kW Rooftop Packaged Unit With Economy Cycle | 1 | -1 | 2019-02-22 | 2019-03-29 | 1 | 0 | 39014.33 |  | INDWA | AFS SUPPLYING CASING / WAITING ON DELIVERY DETAILS FROM IND AIR
16526-01-01 | Industrial Air (SA) Pty Ltd | St Vincent Street | ACL60RCRTP-EC | RTP | 60 kW Rooftop Packaged Unit with Dual Stage Heating and Cooling Option(s) : Economy Cycle SA : 2700 l/s OA : 2700 l/s RA : 2700 l/s | 60 kW Rooftop Packaged Unit With Economy Cycle | 1 | -1 | 2019-02-22 | 2019-03-28 | 1 | 0 | 39014.33 |  | INDWA | AFS SUPPLYING CASING / WAITING ON DELIVERY DETAILS FROM IND AIR
16526-01-03 | Industrial Air (SA) Pty Ltd | St Vincent Street | ACL60RCRTP-EC | RTP | 60 kW Rooftop Packaged Unit with Dual Stage Heating and Cooling Option(s) : Economy Cycle SA : 2700 l/s OA : 2700 l/s RA : 2700 l/s | 60 kW Rooftop Packaged Unit With Economy Cycle | 1 | -1 | 2019-02-22 | 2019-03-28 | 1 | 0 | 39014.33 |  | INDWA | AFS SUPPLYING CASING / WAITING ON DELIVERY DETAILS FROM IND AIR
16574-01-01 | Coldflow Mechanical Pty Ltd | Botanic 25-29 Coventry St | ACPP1400 | PP | PAC-1 1400 l/s PoolPac Unit with Single Stage Heating and Cooling Included option(s) : EC Plug Fans, Corrosion Resistant Treatment, CPG Fan Speed Controllers SA : 1400 l/s @ 450Pa ESP OA : 1400 l/s RA : 1400 l/s | 1400 l/s PoolPac Unit | 1 | -1 | 2019-02-28 | 2019-03-19 | 1 | 0 | 25954 |  | VIC | AFS SUPPLYING CASING
16682-01-01 | Alpine Refrigeration (QLD) P/L | Concordia Pool | ACPP6500 | PP | 6500 l/s PoolPac Unit with Dual Stage Heating and Cooling SA : 6500 l/s; OA : 6500 l/s; RA : 6500 l/s Complete with: - Corrosion resistant copper tube - aluminium finned coil - Double-skinned 50mm PIR sandwich panel cabinet - EC plug supply and exhaust fans - 80% efficient sensible-only heat exchanger - Stainless steel drain tray - Corrosion resistant internal coating - Economy Cycle - Freight to site | 6500 l/s PoolPac Unit | 1 | -1 | 2019-03-01 | 2019-03-21 | 1 | 0 | 80100 |  | QLD
16678-01-01 | Airmaster Australia Pty Ltd | RMIT Capitol Theatre | ACL65RCRTP-EC | RTP | ERV-AHU-1 65 kW Rooftop Packaged Unit with Dual Stage Heating and Cooling Option(s) : Economy Cycle, EC Plug fans, VSD compressor, Advanced Controls (ABB PLC c/w all sensors and no HLI) SA : 2800 l/s OA : 2800 l/s RA : 2800 l/s | 65 kW Rooftop Packaged Unit With Economy Cycle | 1 | -1 | 2019-03-06 | 2019-03-20 | 1 | 0 | 68014 |  | VIC | UNIT MUST BE DELIVERED BEFORE 16/03
16708-02-01 | Industrial Air (SA) Pty Ltd | Scotch College | PCU-N-D 15 | DEHUM | 1500l/s Precise Control Unit, Variable Refrigerant Control, Brushless DC Compressors, EC Plug Fans, Full Advanced Controls | PCU-N-D 15 | 1 | -1 | 2019-03-08 | 2019-04-10 | 1 | 0 | 35883 |  | INDWA | 10/04 MOIRA TO CONFIRM DEL ADDRESS & QUOTE NO.
16654-01-01 | Bourke Air Pty Ltd | Belgravia Kids | ACPP2300 | PP | 2300 l/s PoolPac Unit with Dual Stage Heating and Cooling Included Option(s): EC Plug fans, DX heating and Cooling, Economy cycle and CPG controllers. SA : 2300 l/s OA : 2300 l/s RA : 2300 l/s | 2300 l/s PoolPac Unit | 1 | -1 | 2019-03-08 | 2019-03-26 | 1 | 0 | 45491 |  | VIC
16664-02-01 | Facility Operations Pty Ltd T/a Boss Air | Blackwoods Warehouse - Mackay | ACS23RCRTP | RTP | HRU-02 23 kW Rooftop Packaged Unit with Single Stage Heating and Cooling SA : 900 l/s; OA : 900 l/s; RA : 835 l/s - 75% Total efficiency Enthalpy heat Exchanger - Double-skinned 50mm PIR Sandwich Panel Cabinet - EC Plug Fans c/w proprietary air volume controllers - Bypass Dampers - Can be utilised for pull-down cycle or CO2 control. Includes dampers and actuators (non-spring return type) - Functionality wired to a terminal strip for control by others | 23 kW Rooftop Packaged Unit | 1 | -1 | 2019-03-11 | 2019-03-22 | 1 | 0 | 19850 |  | QLD
16664-01-01 | Facility Operations Pty Ltd T/a Boss Air | Blackwoods Warehouse - Mackay | ACS36RCRTP | RTP | HRU-01 36 kW Rooftop Packaged Unit with Single Stage Heating and Cooling SA : 1300 l/s; OA : 1300 l/s; RA : 1235 l/s - 75% Total efficiency Enthalpy heat Exchanger - Double-skinned 50mm PIR Sandwich Panel Cabinet - EC Plug Fans c/w proprietary air volume controllers - Bypass Dampers - Can be utilised for pull-down cycle or CO2 control. Includes dampers and actuators (non-spring return type) - Functionality wired to a terminal strip for control by others | 36 kW Rooftop Packaged Unit | 1 | -1 | 2019-03-11 | 2019-03-25 | 1 | 0 | 25121 |  | QLD
16789-01-01 | Asbet Co Air Conditioning | SCC Turramurra | ERV1500 | ERVCO | 1500 l/s Energy Recovery Ventilator Unit with sensible HX SA : 1100 l/s OA : 1100 l/s RA : 1260 l/s | 1500 l/s Energy Recovery Ventilator Unit | 1 | -1 | 2019-03-15 | 2019-03-14 | 1 | 0 | 12326 |  | NSW
16683-01-01 | Impellor Pty Ltd | Ellume Didsbury Street | PCU-N-LD 10 | DEHUM | DU-1: 1 off PCU-N-LD 10 780 l/s Precise Temperature and Humidity control unit Unit Includes: - Double-skinned 50mm PIR Sandwich Panel Cabinet - weatherproof - Dual Variable speed compressors - Corrosion treated dual evaporator coils - Corrosion treated Reheat coil - Packaged condenser (integrated) - EC plug supply fan c/w proprietary air volume controller - Factory Control System with LLI or MODBUS TCP interface including - Room temp/humidity sensor and temp adjustment interface (enable required by BMS) - Internal temp sensors as required for cooling/heating/dehumidification control - Filter/mixing section including G4 Panel + F5 bag filters on Reverse Clips(excludes dampers) - Stainless steel drain trays - Half day manufacturers commissioning assistance - Freight to site | Low Dewpoint Precise Control Unit 1000 L/s | 1 | -1 | 2019-03-15 | 2019-03-27 | 1 | 0 | 44890 |  | QLD
16789-03-01 | Asbet Co Air Conditioning | SCC Turramurra | ERV2000 | ERVCO | 2000 l/s Energy Recovery Ventilator Unit with sensible HX SA : 1500 l/s OA : 1500 l/s RA : 1750 l/s | 2000 l/s Energy Recovery Ventilator Unit | 1 | -1 | 2019-03-15 | 2019-03-14 | 1 | 0 | 20016 |  | NSW
16713-01-01 | Industrial Air (SA) Pty Ltd | Renmark Recreational Centre Pool | ACPP2300 | PP | 2300 l/s PoolPac Unit with Dual Stage Heating and Cooling SA : 2300 l/s OA : 2300 l/s RA : 2300 l/s | 2300 l/s PoolPac Unit | 1 | -1 | 2019-03-15 | 2019-04-05 | 1 | 0 | 46506 |  | INDSA | PHOTOS NEEDED - SEE MEMO / WAITING ON DELIVERY DETAILS FROM IND AIR
16701-01-01 | O'Ryan's Airconditioning Pty Ltd | Castle Hill RSL - Main Pool | ACPP4200 | PP | AHU-1 4200 l/s PoolPac Unit with Dual Stage Heating and Cooling SA : 4200 l/s OA : 4200 l/s RA : 4200 l/s | 4200 l/s PoolPac Unit | 1 | -1 | 2019-03-20 | 2019-04-03 | 1 | 0 | 69523 |  | NSW | APRIL INVOICE - CUST TO ADVISE DELIVERY DATE
16691-01-01 | Superior Air Conditioning | Vaucluse Indoor Pool | ACPP750 | PP | PAC-1 750 l/s PoolPac Unit with Single Stage Heating and Cooling. Options included: EC plug fans 0-10V fan speed control Split construction SA : 750 l/s OA : 750 l/s RA : 750 l/s | 750 l/s PoolPac Unit | 1 | -1 | 2019-03-22 | 2019-04-04 | 1 | 0 | 24116 |  | NSW | 08/04 PARI TO ADVISE DELIVERY DETAILS
16770-01-01 | Sainsbury HVAC Mechanical Services Pty Ltd | CDC Surfside | ERV2000-VSD | ERVCO | ERV-01.02 2000 l/s Energy Recovery Ventilator Unit with Fan VSDs and enthalpy HX. SA : 1500 l/s OA : 1500 l/s RA : 1500 l/s | 2000 l/s Energy Recovery Ventilator Unit with VSD | 1 | -1 | 2019-03-22 | 2019-04-09 | 1 | 0 | 20591 |  | NSW
16770-01-02 | Sainsbury HVAC Mechanical Services Pty Ltd | CDC Surfside | ERV2000-VSD | ERVCO | ERV-01.02 2000 l/s Energy Recovery Ventilator Unit with Fan VSDs and enthalpy HX. SA : 1500 l/s OA : 1500 l/s RA : 1500 l/s | 2000 l/s Energy Recovery Ventilator Unit with VSD | 1 | -1 | 2019-03-22 | 2019-04-02 | 1 | 0 | 20591 |  | NSW | 08/04 PARI TO ADVISE DELIVERY DETAILS
16570-01-01 | Elite Mechanical Solutions (Vic) Pty Ltd | United Aged Care Preston | ERV2500 | ERVCO | ERV-2 2500 l/s Energy Recovery Ventilator Unit c/w 80% Efficient Counterflow Non Metallic Plate Heat Exchanger, EC Plug Fans, CPG Fan Speed Controllers. SA : 2330 l/s OA : 2330 l/s RA : 1630 l/s | 2500 l/s Energy Recovery Ventilator Unit | 1 | -1 | 2019-03-25 | 2019-02-27 | 1 | 0 | 16654.6418 |  | VIC | REMOVE AND INSTALL NEW FRONT PANEL, COIL SHELF AND ETM HX MODULES
16655-01-01 | D-Air Airconditioning & Mechanical Services | d-air D&C ERV2000-ECP-SC-HTM | ERV2000 | ERVCO | 2000 l/s Energy Recovery Ventilator Unit Split Construct: HX Section | 2000 l/s Energy Recovery Ventilator Unit | 1 | -1 | 2019-03-29 | 2019-03-28 | 1 | 0 | 15350 |  | VIC
16758-01-01 | Industrial Air (SA) Pty Ltd | Swancare Leisure Centre | ACPP2300 | PP | 2300 l/s PoolPac Unit with Dual Stage Heating and Cooling SA : 2300 l/s OA : 2300 l/s RA : 2300 l/s | 2300 l/s PoolPac Unit | 1 | -1 | 2019-04-03 | 2019-05-14 | 1 | 0 | 40500 |  | INDWA | 15/05 SITE DELAY, HOPING TO BE READY FOR EARLY JUNE
16735-01-01 | Airmaster Australia Pty Ltd | Carlingford Court | ACPP2300 | PP | 2300 l/s PoolPac Unit with Dual Stage Heating and Cooling Options included : Desuperheater SA : 2300 l/s OA : 2300 l/s RA : 2300 l/s | 2300 l/s PoolPac Unit | 1 | -1 | 2019-04-04 | 2019-04-16 | 1 | 0 | 53888 |  | NSW | WAITING DELIVERY DETAILS FROM PARI
16671-02-01 | Industrial Air (SA) Pty Ltd | EOLRP Sterling | PCU-N-LD 15 | DEHUM | PAC-0-05 Low Dewpoint Precise Control Unit 1110 L/s Options included: EC plug fans Dual Refrigerant Circuit Inverter Compressors Reheat Coil OA: 1110 L/s SA: 1110 L/s | Low Dewpoint Precise Control Unit 1500 L/s | 1 | -1 | 2019-04-05 | 2019-05-30 | 1 | 0 | 48733 |  | INDWA
16662-01-03 | D&E Air Conditioning Pty Ltd | Growth Areas School | ERV1500 | ERVCO | ERV-01,02,03,06 1500 l/s Energy Recovery Ventilator Unit Included option(s): EC Plug fans, 80% Effective Sensible Only Counterflow Plate HX SA : 1290, 1600, 1445, 1665 l/s @ 250Pa ESP OA : 1290, 1600, 1445, 1665 l/s RA : 1290, 1600, 1445, 1665 l/s @ 250Pa ESP | 1500 l/s Energy Recovery Ventilator Unit | 1 | -1 | 2019-04-05 | 2019-04-08 | 0 | -1 | 10988 | 2019-04-30 | VIC | WANTED ONSITE AFTER 06/05
16662-01-04 | D&E Air Conditioning Pty Ltd | Growth Areas School | ERV1500 | ERVCO | ERV-01,02,03,06 1500 l/s Energy Recovery Ventilator Unit Included option(s): EC Plug fans, 80% Effective Sensible Only Counterflow Plate HX SA : 1290, 1600, 1445, 1665 l/s @ 250Pa ESP OA : 1290, 1600, 1445, 1665 l/s RA : 1290, 1600, 1445, 1665 l/s @ 250Pa ESP | 1500 l/s Energy Recovery Ventilator Unit | 1 | -1 | 2019-04-05 | 2019-04-08 | 0 | -1 | 10988 | 2019-04-30 | VIC | WANTED ONSITE AFTER 06/05
16671-01-01 | Industrial Air (SA) Pty Ltd | EOLRP Sterling | PCU-N-D 40 | RTP | PAC-0-04 Reverse Cycle Packaged Unit 3500 l/s Options included: EC plug fans Dual Refrigerant Circuit Inverter Compressors No Reheat Coil OA: 3500 L/s SA: 3500 L/s | PCU-N-D 40 | 1 | -1 | 2019-04-05 | 2019-05-20 | 1 | 0 | 84000 |  | INDWA
16463-03-02 | Collins Mechanical Pty Ltd | Caulfield Grammar School Aquatic & Wellbeing Centre | ERV16000-TALL | ERVCO | ERV-01 (Part A) 16000l/s Energy Recovery Ventilator Included Options: TALL Configuration, EC Plug Fans, Corrosion Resistance Treatment, HHW Coil | ERV16000-TALL | 1 | -1 | 2019-04-11 | 2019-05-08 | 1 | 0 | 91174.4 |  | VIC
16463-03-01 | Collins Mechanical Pty Ltd | Caulfield Grammar School Aquatic & Wellbeing Centre | ERV16000-TALL | ERVCO | ERV-01 (Part A) 16000l/s Energy Recovery Ventilator Included Options: TALL Configuration, EC Plug Fans, Corrosion Resistance Treatment, HHW Coil | ERV16000-TALL | 1 | -1 | 2019-04-11 | 2019-05-09 | 1 | 0 | 91174.4 |  | VIC
16463-04-02 | Collins Mechanical Pty Ltd | Caulfield Grammar School Aquatic & Wellbeing Centre | ERV16000-TALL | ERVCO | ERV-02 (Part B) Filter Plenum c/w Filters and Frames | ERV16000-TALL | 1 | -1 | 2019-04-11 | 2019-05-08 | 1 | 0 | 16089.6 |  | VIC
16463-04-01 | Collins Mechanical Pty Ltd | Caulfield Grammar School Aquatic & Wellbeing Centre | ERV16000-TALL | ERVCO | ERV-01 (Part B) Filter Plenum c/w Filters and Frames | ERV16000-TALL | 1 | -1 | 2019-04-11 | 2019-05-08 | 1 | 0 | 16089.6 |  | VIC
16651-01-01 | Baratech Pty Ltd | Liverpool Catholic Club | ERV4500 | ERVCO | FCU48 4500 l/s Energy Recovery Ventilator Unit SA : 4500 l/s OA : 4500 l/s RA : 4500 l/s | 4500 l/s Energy Recovery Ventilator Unit | 1 | -1 | 2019-04-12 | 2019-05-10 | 1 | 0 | 31457 |  | NSW | 06/05 SITE NOT READY, UNITS NOW WANTED IN JUNE
16650-02-01 | Beaver Williams Pty Ltd | DP World Port Botany | ACS16RCRTP | RTP | PAC / G.2 16 kW Rooftop Packaged Unit with Single Stage Heating and Cooling Options included: Sensible Heat Exchanger EC Plug fans 1 year labour warranty from date of delivery SA : 700 l/s OA : 700 l/s RA : 770 l/s | 16 kW Rooftop Packaged Unit | 1 | -1 | 2019-04-12 | 2019-04-10 | 1 | 0 | 23036 |  | NSW | 08/04 CUSTOMER WANTS BOTH UNITS TOGETHER
16650-01-01 | Beaver Williams Pty Ltd | DP World Port Botany | ACL82RCRTP | RTP | PAC / G.1 82 kW Rooftop Packaged Unit with Dual Stage Heating and Cooling Options included: Sensible Heat Exchanger EC Plug fans 1 year labour warranty from date of delivery SA : 3200 l/s OA : 3200 l/s RA : 3450 l/s | 82 kW Rooftop Packaged Unit | 1 | -1 | 2019-04-12 | 2019-04-25 | 1 | 0 | 58323 |  | NSW | 08/04 CUSTOMER WANTS BOTH UNITS TOGETHER
16651-02-01 | Baratech Pty Ltd | Liverpool Catholic Club | ACV116RCRTP | 50RTP | FCU45 116kW 30 to 50% OA Rooftop Packaged Unit Options included: Upgrade Condenser for high ambient EC plug fans Economy Cycle CO2 Control SA: 6200l/s OA: 2587l/s RABP: 3613 l/s | 116kW ACV Rooftop Packaged Unit | 1 | -1 | 2019-04-12 | 2019-05-09 | 1 | 0 | 93664 |  | NSW | 06/05 SITE NOT READY, UNITS NOW WANTED IN JUNE
16587-02-01 | Industrial Air (SA) Pty Ltd | Hammond Park School | ACL45RCRTP | RTP | 45 kW Rooftop Packaged Unit with Dual Stage Heating and Cooling SA : 2000 l/s OA : 2000 l/s RA : 2000 l/s | 45 kW Rooftop Packaged Unit | 1 | -1 | 2019-04-19 | 2019-05-24 | 1 | 0 | 49482 |  | INDSA
16587-03-01 | Industrial Air (SA) Pty Ltd | Hammond Park School | ACL60RCRTP | RTP | 60 kW Rooftop Packaged Unit with Dual Stage Heating and Cooling SA : 2700 l/s OA : 2700 l/s RA : 2700 l/s | 60 kW Rooftop Packaged Unit | 1 | -1 | 2019-04-19 | 2019-05-23 | 1 | 0 | 58640 |  | INDSA
16345-01-01 | Summit Industrial Chillers Pty Ltd | Solomon Islands National University | SIC-EST-209-6-35 |  |  | 209kW 209kW at 6 Deg C at 35 Deg C | 1 | -1 | 2019-04-19 | 2019-05-07 | 1 | 0 | 107765 |  | SIC
16399-01-01 | Bridge Procurement & Services Pty Ltd | SINU School | ERV4500 | ERVCO | 4500 l/s Energy Recovery Ventilator Unit SA : 4580 l/s; OA : 2600 l/s; RA : 2600 l/s AHU-R.1 Includes: - 50mm PIR sandwich panel casing - 75% Efficient enthalpy heat-exchanger - Supply and exhaust fans c/w VSD - Direct drive motors - Fixed return air bypass dampers - Chilled water cooling coil - Corrosion treated - Service Lights - Filter/mixing plenum with G4 Panel and F5 Deep bed Filters | 4500 l/s Energy Recovery Ventilator Unit | 1 | -1 | 2019-04-19 | 2019-05-13 | 1 | 0 | 28536 |  | QLD
16587-01-01 | Industrial Air (SA) Pty Ltd | Hammond Park School | ACS32RCRTP | RTP | 32 kW Rooftop Packaged Unit with Single Stage Heating and Cooling SA : 1400 l/s OA : 1400 l/s RA : 1400 l/s | 32 kW Rooftop Packaged Unit | 1 | -1 | 2019-04-19 | 2019-05-24 | 1 | 0 | 44692 |  | INDWA
16749-01-01 | HVAC Commercial | Monash Business School Stage 2 ACFS | ERV1500-EC | ERVCO | 1500 l/s Energy Recovery Ventilator Unit Option(s) : Economy Cycle, EC Plug fans, RABP (CO2 Control), CHW and HHW Coils and 80% Effective Sensible Only Heat Exchanger. SA : 1450 l/s @ 250Pa ESP OA : 675 l/s EA : 675 l/s @ 250Pa ESP | 1500 l/s Energy Recovery Ventilator Unit With EC | 1 | -1 | 2019-04-19 | 2019-04-18 | 0 | -1 | 17872 | 2019-04-30 | VIC | SEE SHIP ID 19029 / WAITING ON DELVERY DETAILS FROM VIC
16714-01-01 | Elite Heating & Cooling | Midnight | ACPP1700 | PP | 1700 l/s PoolPac Unit with Single Stage Heating and Cooling SA : 1700 l/s OA : 1700 l/s RA : 1785 l/s | 1700 l/s PoolPac Unit | 1 | -1 | 2019-04-19 | 2019-04-30 | 0 | -1 | 39509 | 2019-05-01 | NSW
16802-01-01 | Industrial Air (SA) Pty Ltd | Rio Tinto Gove | ACDHUM4-D | DEHUM |  | ACDHUM4-D | 1 | -1 | 2019-04-26 | 2019-05-17 | 1 | 0 | 75070 |  | INDNT
16867-01-01 | Advanced Group Australia Pty Ltd | Fiddler Hotel Rouse Hill | ERV2500-EC | ERVCO | HX-1 2500 l/s Energy Recovery Ventilator Unit Options included : Economy Cycle EC plug fans Sensible HX SA : 1640 l/s OA : 1640 l/s RA : 2295 l/s | 2500 l/s Energy Recovery Ventilator Unit With EC | 1 | -1 | 2019-05-01 | 2019-05-08 | 1 | 0 | 25937 |  | NSW
16867-02-01 | Advanced Group Australia Pty Ltd | Fiddler Hotel Rouse Hill | ERV2000-EC | ERVCO | HX-2 2000 l/s Energy Recovery Ventilator Unit Options included : Economy Cycle EC plug fans Sensible HX SA : 1330 l/s OA : 1330 l/s RA : 1750 l/s | 2000 l/s Energy Recovery Ventilator Unit With EC | 1 | -1 | 2019-05-01 | 2019-05-13 | 1 | 0 | 24810 |  | NSW | 13/05 COD INVOICE EMAILED FOR PAYMENT
16708-01-01 | Industrial Air (SA) Pty Ltd | Scotch College | PCU-E-D 30 | DEHUM | 3000l/s Precise Control Unit c/w Low Dewpoint Humidity Control, Variable Refrigerant Control, Brushless DC Compressors, EC Plug Fans, Full Advanced Controls | PCU-E-D 30 | 1 | -1 | 2019-05-02 | 2019-06-19 | 1 | 0 | 49267 |  | INDWA
16708-01-02 | Industrial Air (SA) Pty Ltd | Scotch College | PCU-E-D 30 | DEHUM | 3000l/s Precise Control Unit c/w Low Dewpoint Humidity Control, Variable Refrigerant Control, Brushless DC Compressors, EC Plug Fans, Full Advanced Controls | PCU-E-D 30 | 1 | -1 | 2019-05-02 | 2019-06-19 | 1 | 0 | 49267 |  | INDWA
16638-02-01 | Crest Air Conditioning | St Leonards Square | ACDHUM5-D | DEHUM | PAC-T1-R.2 100% Outside Air Dehumidification unit- DX Packaged Features Included: 80% efficient Sensible Heat exchanger EC Plug Fans Fully Integrated control system G4 Multi layer Bag Filter SA: 3515 l/s OA: 3515 l/s | ACDHUM5-D | 1 | -1 | 2019-05-10 | 2019-05-27 | 1 | 0 | 76488 |  | INDSA
16638-03-01 | Crest Air Conditioning | St Leonards Square | ACPP3600 | PP | PAC-T1-R.1 3600 l/s PoolPac Unit with Dual Stage Heating and Cooling Features Included: 80% efficient Heat Exchanger EC Plug Fans SA : 3600 l/s OA : 3600 l/s RA : 3600 l/s | 3600 l/s PoolPac Unit | 1 | -1 | 2019-05-10 | 2019-05-29 | 1 | 0 | 48778 |  | NSW | 09/01 SITE DELAYS, SHIP MID FEB
16754-01-01 | Austral Air Conditioning Services P/L | Harbord Diggers Aquatic Centre | ACPP6500 | PP | Main Pool Hall AHU 6500 l/s PoolPac Unit with Dual Stage Heating and Cooling SA : 6500 l/s OA : 6500 l/s RA : 6825 l/s | 6500 l/s PoolPac Unit | 1 | -1 | 2019-05-10 | 2019-05-28 | 1 | 0 | 91321 |  | NSW
16839-01-01 | Collins Mechanical Pty Ltd | VU College of Health and Bio (Sunshine) | ERV6000-TALL | ERVCO | AHU-L4, AHU-L5 6000 l/s Energy Recovery Ventilator Unit Tall Configuration Option(s) : Economy Cycle, EC Plug fans, HHW and CHW coils. SA : 4850 / 5360 l/s @ 400Pa ESP OA : 4850 / 5360 l/s RA : 4850 / 5360 l/s @ 400Pa ESP | 6000L/s Tall Energy Recovery Ventilator | 1 | -1 | 2019-05-16 | 2019-06-14 | 1 | 0 | 55023 |  | VIC | SHIP TO ARR 9AM ON FRI 21/06
16839-01-02 | Collins Mechanical Pty Ltd | VU College of Health and Bio (Sunshine) | ERV6000-TALL | ERVCO | AHU-L4, AHU-L5 6000 l/s Energy Recovery Ventilator Unit Tall Configuration Option(s) : Economy Cycle, EC Plug fans, HHW and CHW coils. SA : 4850 / 5360 l/s @ 400Pa ESP OA : 4850 / 5360 l/s RA : 4850 / 5360 l/s @ 400Pa ESP | 6000L/s Tall Energy Recovery Ventilator | 1 | -1 | 2019-05-16 | 2019-06-13 | 1 | 0 | 55023 |  | VIC | TIGHT MAY DEADLINE
16915-01-01 | Ascot Air Special Projects Pty Ltd | QE2 Hospital Theatre Upgrade | PCU-N-H 15 | DEHUM | AHU-OT-1 through to AHU-OT-6 and AHU-8C: 7 off PCU-N-H 15 1500 l/s Precise temperature and humidity control units Units include: - Double-skinned 50mm PIR Sandwich Panel Cabinet - weatherproof - Copper tube, aluminium finned cooling and heating coils - corrosion treated (Valves supplied by others, PCU to control valves) - Variable speed compressor - Corrosion treated evaporator coil - Corrosion treated Reheat coil - EC plug supply fan c/w proprietary air volume controller - Proprietary 'ClimaSync' control System with LLI or MODBUS TCP interface including: - Room temp/humidity sensor and temp adjustment interface (enable required by BMS) - Internal temp sensors as required for cooling/heating/dehumidification control - Digital outputs to humidifier and analogue outputs to control it (Humidifier supplied by others) - Filter/mixing section including G4 Panel + F8 bag filters (excludes dampers) - Stainless steel drain trays - Half day manufacturers commissioning assistance - Freight to site | Precise Control Unit Hybrid 1500 l/s | 1 | -1 | 2019-05-17 | 2019-06-07 | 1 | 0 | 33456 |  | QLD
16915-01-03 | Ascot Air Special Projects Pty Ltd | QE2 Hospital Theatre Upgrade | PCU-N-H 15 | DEHUM | AHU-OT-1 through to AHU-OT-6 and AHU-8C: 7 off PCU-N-H 15 1500 l/s Precise temperature and humidity control units Units include: - Double-skinned 50mm PIR Sandwich Panel Cabinet - weatherproof - Copper tube, aluminium finned cooling and heating coils - corrosion treated (Valves supplied by others, PCU to control valves) - Variable speed compressor - Corrosion treated evaporator coil - Corrosion treated Reheat coil - EC plug supply fan c/w proprietary air volume controller - Proprietary 'ClimaSync' control System with LLI or MODBUS TCP interface including: - Room temp/humidity sensor and temp adjustment interface (enable required by BMS) - Internal temp sensors as required for cooling/heating/dehumidification control - Digital outputs to humidifier and analogue outputs to control it (Humidifier supplied by others) - Filter/mixing section including G4 Panel + F8 bag filters (excludes dampers) - Stainless steel drain trays - Half day manufacturers commissioning assistance - Freight to site | Precise Control Unit Hybrid 1500 l/s | 1 | -1 | 2019-05-17 | 2019-06-07 | 1 | 0 | 33456 |  | QLD
16840-01-01 | Industrial Air (SA) Pty Ltd | Karingal Green | ERV2500 | ERVCO | 2500 l/s Energy Recovery Ventilator Unit SA : 2500 l/s OA : 2500 l/s RA : 2500 l/s | 2500 l/s Energy Recovery Ventilator Unit | 1 | -1 | 2019-05-17 | 2019-06-04 | 1 | 0 | 22142 |  | INDSA
16915-01-02 | Ascot Air Special Projects Pty Ltd | QE2 Hospital Theatre Upgrade | PCU-N-H 15 | DEHUM | AHU-OT-1 through to AHU-OT-6 and AHU-8C: 7 off PCU-N-H 15 1500 l/s Precise temperature and humidity control units Units include: - Double-skinned 50mm PIR Sandwich Panel Cabinet - weatherproof - Copper tube, aluminium finned cooling and heating coils - corrosion treated (Valves supplied by others, PCU to control valves) - Variable speed compressor - Corrosion treated evaporator coil - Corrosion treated Reheat coil - EC plug supply fan c/w proprietary air volume controller - Proprietary 'ClimaSync' control System with LLI or MODBUS TCP interface including: - Room temp/humidity sensor and temp adjustment interface (enable required by BMS) - Internal temp sensors as required for cooling/heating/dehumidification control - Digital outputs to humidifier and analogue outputs to control it (Humidifier supplied by others) - Filter/mixing section including G4 Panel + F8 bag filters (excludes dampers) - Stainless steel drain trays - Half day manufacturers commissioning assistance - Freight to site | Precise Control Unit Hybrid 1500 l/s | 1 | -1 | 2019-05-17 | 2019-06-07 | 1 | 0 | 33456 |  | QLD
16807-01-01 | CSL Behring (Australia) Pty Ltd | CSL - Hazardous Goods Store | PCU-E-D 40 | PCU | AHU No. 798AHU79801 Serving: BASES STORE 4000l/s Precise Control Unit c/w heat recovery, full advanced controls, reheat coil, 92kw R410A BLDC inverter compressors, EC Plug fans, G4/F7 Filters and Plenum SA: 4000l/s @ 400Pa ESP OA: 2000l/s | PCU-E-D 40 | 1 | -1 | 2019-05-20 | 2019-07-10 | 1 | 0 | 119000 |  | VIC | 24/06 CUST TO INSPECT & WATCH TEST ON WED 26/06
16800-02-01 | Industrial Air (SA) Pty Ltd | Dampier Community Hub | ACDHUM3-D | DEHUM |  | ACDHUM3-D | 1 | -1 | 2019-05-22 | 2019-07-12 | 1 | 0 | 64837 |  | INDWA
16800-01-01 | Industrial Air (SA) Pty Ltd | Dampier Community Hub | ACDHUM4-D | DEHUM |  | ACDHUM4-D | 1 | -1 | 2019-05-22 | 2019-07-12 | 1 | 0 | 73789 |  | INDWA
16800-03-01 | Industrial Air (SA) Pty Ltd | Dampier Community Hub | ACDHUM2-D | DEHUM |  | ACDHUM2-D | 1 | -1 | 2019-05-22 | 2019-07-12 | 1 | 0 | 50669 |  | INDWA
16901-02-01 | City of Ryde | Ryde Aquatic Centre Replacement System | INSTALLATION |  |  | Installation Labour | 1 | -1 | 2019-05-23 | 2019-07-05 | 0 | -1 | 15000 | 2019-07-10 | NSW
16901-01-01 | City of Ryde | Ryde Aquatic Centre Replacement System | ACPP2300 | PP | 2300 l/s PoolPac Unit with Dual Stage Heating and Cooling SA : 2300 l/s OA : 2300 l/s RA : 2300 l/s | 2300 l/s PoolPac Unit | 1 | -1 | 2019-05-23 | 2019-06-18 | 1 | 0 | 64710 |  | NSW
16709-01-01 | Industrial Air (SA) Pty Ltd | EOLRP Edinburgh | PCU-N-D 40 | RTP |  | PCU-N-D 40 | 1 | -1 | 2019-05-23 | 2019-07-09 | 1 | 0 | 84000 |  | INDSA
16709-02-01 | Industrial Air (SA) Pty Ltd | EOLRP Edinburgh | PCU-N-LD 5 |  | PAC-0-04 Low Dewpoint Precise Control Unit 490 L/s Options included: EC plug fans Dual Refrigerant Circuit Inverter Compressors Reheat Coil OA: 490 L/s SA: 490 L/s | Low Dewpoint Precise Control Unit 500 L/s | 1 | -1 | 2019-05-23 | 2019-07-09 | 1 | 0 | 33875 |  | INDSA
16207-01-01 | System Air Pty Ltd | ALDI Rockhampton | ACDHUM3-D | DEHUM | 1500 L/s DX Preconditioner per ALDI Spec Complete With: - 80% Sensible Only Heat Exchanger - VSD Compressor - 64 kW - Roof Mounted Condenser - upgraded condenser for high ambient operation - Stainless Steel Drain Trays - Corrosion Treated Coils - EC Plug Fans - Supply Air Volume Controller - Wall mounted temp and humidity sensor - Deep Bed Filters - Half Day Commissioning Assistance Incl. Travel | ACDHUM3-D | 1 | -1 | 2019-05-24 | 2019-06-20 | 1 | 0 | 65400 |  | QLD
17037-01-01 | City of Ryde | Fan Upgrade_Ryde Aquatic Centre | FAN UPGRADE |  | Remove existing Failed Fan assembly and Supply and install 5 X GR35C EC | Fan Upgrade | 1 | -1 | 2019-05-24 | 2019-06-21 | 1 | 0 | 13580 |  | NSW
16728-01-01 | Summit Industrial Chillers Pty Ltd | VIPAC Engineers | SIC-EST-350-4-35 |  | 350kW Water Cooled Chiller. Features: - Water supply temperature 4 Deg C - Water return temperature 10 Deg C - Condenser water inlet temperature 35 Deg C - Condenser water return temperature 29 Deg C - Twin Horizontal Compressors - Refrigerant R134a - Power 400V/3Phase/50Hz - Controller Vision 2020i - BMS1-BMS communication Modbus RTU RS485 - LCWT & ECWT, water sensors Evap. Ent, cond lvg & ent. - ISO - Compressor isolation valves Suction, Discharge & VI - HGBP - Hot gas bypass for load operation Auto Lead Lag - MII2- Main incoming isolator with door interlock handle - CWFS - Condenser water flow switch CE marking - EWFS - Evaporator water flow switch CE marking - Partial Shipping crate included | 350kW Water Cooled Chiller | 1 | -1 | 2019-05-27 | 2019-06-19 | 1 | 0 | 34550 |  | SIC
16553-01-02 | Industrial Air (SA) Pty Ltd | My Vista Aged Care | ACL96RCRTP | RTP | 96 kW Rooftop Packaged Unit with Dual Stage Heating and Cooling SA : 4200 l/s OA : 4200 l/s RA : 4200 l/s | 96 kW Rooftop Packaged Unit | 1 | -1 | 2019-05-31 | 2019-06-11 | 1 | 0 | 58546 |  | INDWA
16553-01-01 | Industrial Air (SA) Pty Ltd | My Vista Aged Care | ACL96RCRTP | RTP | 96 kW Rooftop Packaged Unit with Dual Stage Heating and Cooling SA : 4200 l/s OA : 4200 l/s RA : 4200 l/s | 96 kW Rooftop Packaged Unit | 1 | -1 | 2019-05-31 | 2019-06-11 | 1 | 0 | 58546 |  | INDWA
16882-01-01 | Croft Contracting Pty Ltd | Botannica Building 3 | ERV8000-TALL | ERVCO | ERV-1, 2 & 3 8000 l/s Energy Recovery Ventilator Unit Included Option(s) : Tall Configuration, EC Plug Fans and Filter Section complete with Filters and Frames | Energy Recovery Ventilator 8000 L/s | 1 | -1 | 2019-06-03 | 2019-07-17 | 1 | 0 | 53258 |  | VIC
16882-02-01 | Croft Contracting Pty Ltd | Botannica Building 3 | ERV1500-EC | ERVCO | ERV-4 1500 l/s Energy Recovery Ventilator Unit Included Option(s) : Economy Cycle Mode, EC Plug Fans and Filter Section complete with Filters and Frames | 1500 l/s Energy Recovery Ventilator Unit With EC | 1 | -1 | 2019-06-03 | 2019-07-17 | 1 | 0 | 14992 |  | VIC
16882-01-02 | Croft Contracting Pty Ltd | Botannica Building 3 | ERV8000-TALL | ERVCO | ERV-1, 2 & 3 8000 l/s Energy Recovery Ventilator Unit Included Option(s) : Tall Configuration, EC Plug Fans and Filter Section complete with Filters and Frames | Energy Recovery Ventilator 8000 L/s | 1 | -1 | 2019-06-03 | 2019-07-17 | 1 | 0 | 53258 |  | VIC
16882-01-03 | Croft Contracting Pty Ltd | Botannica Building 3 | ERV8000-TALL | ERVCO | ERV-1, 2 & 3 8000 l/s Energy Recovery Ventilator Unit Included Option(s) : Tall Configuration, EC Plug Fans and Filter Section complete with Filters and Frames | Energy Recovery Ventilator 8000 L/s | 1 | -1 | 2019-06-03 | 2019-07-17 | 1 | 0 | 53258 |  | SEA
16883-01-04 | CSI - Corrective Services Industries | Silverwater Correctional Centre | ACS36RCRTP-EC | RTP | 36 kW Rooftop Packaged Unit with Single Stage Heating and Cooling Options included: Economy cycle CO2 mode SA : 1700 l/s OA : 1700 l/s RA : 1700 l/s | 36 kW Rooftop Packaged Unit With Economy Cycle | 1 | -1 | 2019-06-10 | 2019-07-04 | 1 | 0 | 38281 |  | NSW | 27/05 WAANTED BEFORE EOFY
16883-01-05 | CSI - Corrective Services Industries | Silverwater Correctional Centre | ACS36RCRTP-EC | RTP | 36 kW Rooftop Packaged Unit with Single Stage Heating and Cooling Options included: Economy cycle CO2 mode SA : 1700 l/s OA : 1700 l/s RA : 1700 l/s | 36 kW Rooftop Packaged Unit With Economy Cycle | 1 | -1 | 2019-06-10 | 2019-07-04 | 1 | 0 | 38281 |  | NSW | 27/05 WAANTED BEFORE EOFY
16883-01-02 | CSI - Corrective Services Industries | Silverwater Correctional Centre | ACS36RCRTP-EC | RTP | 36 kW Rooftop Packaged Unit with Single Stage Heating and Cooling Options included: Economy cycle CO2 mode SA : 1700 l/s OA : 1700 l/s RA : 1700 l/s | 36 kW Rooftop Packaged Unit With Economy Cycle | 1 | -1 | 2019-06-10 | 2019-06-28 | 1 | 0 | 38281 |  | NSW | 27/05 WAANTED BEFORE EOFY
16883-01-03 | CSI - Corrective Services Industries | Silverwater Correctional Centre | ACS36RCRTP-EC | RTP | 36 kW Rooftop Packaged Unit with Single Stage Heating and Cooling Options included: Economy cycle CO2 mode SA : 1700 l/s OA : 1700 l/s RA : 1700 l/s | 36 kW Rooftop Packaged Unit With Economy Cycle | 1 | -1 | 2019-06-10 | 2019-07-04 | 1 | 0 | 38281 |  | NSW | 27/05 WAANTED BEFORE EOFY
16883-01-01 | CSI - Corrective Services Industries | Silverwater Correctional Centre | ACS36RCRTP-EC | RTP | 36 kW Rooftop Packaged Unit with Single Stage Heating and Cooling Options included: Economy cycle CO2 mode SA : 1700 l/s OA : 1700 l/s RA : 1700 l/s | 36 kW Rooftop Packaged Unit With Economy Cycle | 1 | -1 | 2019-06-10 | 2019-06-28 | 1 | 0 | 38281 |  | NSW | 27/05 WAANTED BEFORE EOFY
16870-01-01 | Industrial Air (SA) Pty Ltd | BHP Tug Harbour Pt Hedland | ACDHUM2-LD | DEHUM |  | ACDHUM2-LD | 1 | -1 | 2019-06-11 | 2019-07-10 | 1 | 0 | 72720 |  | INDWA
16869-01-01 | Climatech ACT Pty Ltd | IVY Development Pool | ACPP1000 | PP | 1000 l/s PoolPac Unit with Single Stage Heating and Cooling SA : 1000 l/s OA : 1000 l/s RA : 1000 l/s | 1000 l/s PoolPac Unit | 1 | -1 | 2019-06-11 | 2019-07-12 | 1 | 0 | 24618 |  | NSW
16856-01-01 | AirMac Solutions Pty Ltd | Residential Pool -25 Victoria Avenue | ACPP2000 | PP | 2000 l/s PoolPac Unit with Dual Stage Heating and Cooling SA : 2000 l/s OA : 2000 l/s RA : 2000 l/s | 2000 l/s PoolPac Unit | 1 | -1 | 2019-06-14 | 2019-08-19 | 1 | 0 | 42020 |  | VIC | AFS SUPPLYING PARTIAL UNIT - EL, REFRIGERATION AND SUPPLY FANS (EXCLUDES EA FANS)
16875-01-01 | Global Air Conditioning | Hillbrook Anglican College | ACL60RCRTP | RTP | AC-13: 1 off ACL60RCRTP 60 kW Rooftop Packaged Unit with Dual Stage Heating and Cooling SA : 2500 l/s, OA : 150-1165 l/s, RA : 1135 - 2350 l/s Unit includes: - 75% Total efficiency Enthalpy heat Exchanger - Double-skinned 50mm PIR Sandwich Panel Cabinet - weatherproof - Corrosion Treated Coils - EC Plug Fans c/w proprietary air volume controllers - Economy Cycle (includes dampers and actuators) - Bypass Dampers - Can be utilised for pull-down cycle or CO2 control. Includes dampers and actuators (non-spring return type) - Control functionality wired to a terminal strip for control by others - Half day Manufacturers Commissioning Assistance - Freight to site | 60 kW Rooftop Packaged Unit | 1 | -1 | 2019-06-14 | 2019-07-08 | 1 | 0 | 49574 |  | QLD | AFS SUPPLYING CASING & SA FAN ONLY
16864-01-01 | Fredon Air Pty Ltd | JP2008 Kapooka Data Centre | ACL96RCRTP | RTP | AC-01 to AC-03 78 kW Rooftop Packaged Unit Cooling Only Options included: Inverter VSD Compressor Upgraded Condensers + EC plug fans Electronic Expansion Valve Sensible plate heat exchanger EC plug fans with CPG controllers Air flow control dampers Modbus TCP/IP HLI OA and RA motorised dampers RA pressure and temp sensors SA pressure, temp and RH sensors Run and fault status SA : 4000 l/s OA : 4000 l/s RA : 4000 l/s | 96 kW Rooftop Packaged Unit | 1 | -1 | 2019-06-24 | 2019-07-24 | 1 | 0 | 91452 |  | NSW
16864-01-03 | Fredon Air Pty Ltd | JP2008 Kapooka Data Centre | ACL96RCRTP | RTP | AC-01 to AC-03 78 kW Rooftop Packaged Unit Cooling Only Options included: Inverter VSD Compressor Upgraded Condensers + EC plug fans Electronic Expansion Valve Sensible plate heat exchanger EC plug fans with CPG controllers Air flow control dampers Modbus TCP/IP HLI OA and RA motorised dampers RA pressure and temp sensors SA pressure, temp and RH sensors Run and fault status SA : 4000 l/s OA : 4000 l/s RA : 4000 l/s | 96 kW Rooftop Packaged Unit | 1 | -1 | 2019-06-24 | 2019-07-24 | 1 | 0 | 91452 |  | INDWA
16864-01-02 | Fredon Air Pty Ltd | JP2008 Kapooka Data Centre | ACL96RCRTP | RTP | AC-01 to AC-03 78 kW Rooftop Packaged Unit Cooling Only Options included: Inverter VSD Compressor Upgraded Condensers + EC plug fans Electronic Expansion Valve Sensible plate heat exchanger EC plug fans with CPG controllers Air flow control dampers Modbus TCP/IP HLI OA and RA motorised dampers RA pressure and temp sensors SA pressure, temp and RH sensors Run and fault status SA : 4000 l/s OA : 4000 l/s RA : 4000 l/s | 96 kW Rooftop Packaged Unit | 1 | -1 | 2019-06-24 | 2019-07-23 | 1 | 0 | 91452 |  | NSW
16804-01-01 | Value Added Asset Management | QR OA Precon System | PCU-N-D 15 | DEHUM | PCU-N-D 15 1500 l/s Precise Temp and Humidity control unit: - Double-skinned 50mm PIR Sandwich Panel Cabinet - Variable speed compressor - Corrosion treated evaporator coil - Corrosion treated Reheat coil - EC plug supply fan c/w proprietary air volume controller - Factory Control System with LLI or MODBUS TCP interface including - Room temp/humidity sensor and temp adjustment interface (enable required by BMS) - Internal temp sensors as required for cooling/heating/dehumidification control - Digital outputs to enable electric heater and analogue outputs to control it - Stainless steel drain trays - Half day manufacturers commissioning assistance - Freight to site | PCU-N-D 15 | 1 | -1 | 2019-07-01 | 2019-09-05 | 1 | 0 | 35000 |  | QLD | UNIT TO BE DELIVERED ON FRI 06/09
16965-01-01 | Industrial Air (SA) Pty Ltd | Donnybrook House | ACPP2300 | PP | 2300 l/s PoolPac Unit with Dual Stage Heating and Cooling SA : 2300 l/s OA : 2300 l/s RA : 2300 l/s | 2300 l/s PoolPac Unit | 1 | -1 | 2019-07-04 | 2019-08-15 | 1 | 0 | 43020 |  | INDWA | AFS TO SUPPLY CASING
17042-01-01 | Alto Pacific Pty Ltd | Nursery Road Special School Pool | ACPP1700 | PP | 1600 l/s PoolPac Unit with Single Stage Heating and Cooling SA : 1600 l/s, OA : 1600 l/s, RA : 1600 l/s Unit includes: - 80% efficient sensible-only heat exchanger - Double-skinned 50mm PIR Sandwich Panel Cabinet - corrosion treated for pool environment - Custom built to suit available plant space - Corrosion Treated Coils - EC Plug Fans c/w proprietary air volume controllers - Powder coated drain tray - Unit mounted thermostat controller (includes RA temp sensor) - Manufacturers Commissioning Assistance - Freight to Brisbane | 1700 l/s PoolPac Unit | 1 | -1 | 2019-07-04 | 2019-07-23 | 1 | 0 | 39450 |  | QLD
16414-01-02 | Beaver Williams Pty Ltd | West Connex MOC5 | ACL96RCRTP-EC | RTP | RPU-36501A and RPU-36501B 96 kW Rooftop Packaged Unit with Dual Stage Heating and Cooling Options: CO2 Sensors Economy Cycle EC plug fans Weather proof contruction Modbus TCP/IP HLI Customised return air bypass for 19°C SA SA : 4280 l/s OA : 4280 l/s RA : 4280 l/s | 96 kW Rooftop Packaged Unit With Economy Cycle | 1 | -1 | 2019-07-05 | 2019-07-26 | 1 | 0 | 66390 |  | NSW | AFS SUPPLYING CASING
16414-01-01 | Beaver Williams Pty Ltd | West Connex MOC5 | ACL96RCRTP-EC | RTP | RPU-36501A and RPU-36501B 96 kW Rooftop Packaged Unit with Dual Stage Heating and Cooling Options: CO2 Sensors Economy Cycle EC plug fans Weather proof contruction Modbus TCP/IP HLI Customised return air bypass for 19°C SA SA : 4280 l/s OA : 4280 l/s RA : 4280 l/s | 96 kW Rooftop Packaged Unit With Economy Cycle | 1 | -1 | 2019-07-05 | 2019-07-26 | 1 | 0 | 66390 |  | NSW | AFS SUPPLYING CASING
16889-01-02 | MVO Air Conditioning | Pimlico TAFE | ACDHUM6-D | DEHUM | PCDX 2-18 and 2-19: 4000 + 4500 l/s DX Preconditioner Unit includes: - 80% efficient sensible-only heat exchanger - Double-skinned 50mm PIR sandwich panel cabinet - Inverter Compressors - infinite capacity control 20-220 kW - Stainless Steel drain trays - Corrosion treated coils - Packaged condenser (option to split condenser for additional cost - refer to footnotes) - EC plug fans - Proprietary ClimaSync Controls System complete with - Proactive thermostat Supply Air temperature Control - Head Pressure Control (Cooling) - incl Auto derating under high ambient conditions - Suction Pressure Control (Heating) - Supply Airflow Control on Constant Volume OR backpressure control - Status/Trend/Fault/Alarm monitoring - Low level interface to BMS or Modbus TCP high level interface - G4 panel + F5 Deep bed filters - Full day commissioning assistance including travel | ACDHUM6-D | 1 | -1 | 2019-07-05 | 2019-08-09 | 1 | 0 | 117500 |  | QLD | WIDE LOAD? UNITS ARE 249 OR 258 WIDE
16414-02-01 | Beaver Williams Pty Ltd | West Connex MOC5 | ACL82RCRTP-EC | RTP | RPU-36502 82 kW Rooftop Packaged Unit with Dual Stage Heating and Cooling Options: CO2 Sensor Economy Cycle EC plug fans Weather proof contruction Modbus TCP/IP HLI SA : 3700 l/s OA : 3700 l/s RA : 3700 l/s | 82 kW Rooftop Packaged Unit With Economy Cycle | 1 | -1 | 2019-07-05 | 2019-07-26 | 1 | 0 | 51690 |  | NSW | AFS SUPPLYING CASING
16889-01-01 | MVO Air Conditioning | Pimlico TAFE | ACDHUM6-D | DEHUM | PCDX 2-18 and 2-19: 4000 + 4500 l/s DX Preconditioner Unit includes: - 80% efficient sensible-only heat exchanger - Double-skinned 50mm PIR sandwich panel cabinet - Inverter Compressors - infinite capacity control 20-220 kW - Stainless Steel drain trays - Corrosion treated coils - Packaged condenser (option to split condenser for additional cost - refer to footnotes) - EC plug fans - Proprietary ClimaSync Controls System complete with - Proactive thermostat Supply Air temperature Control - Head Pressure Control (Cooling) - incl Auto derating under high ambient conditions - Suction Pressure Control (Heating) - Supply Airflow Control on Constant Volume OR backpressure control - Status/Trend/Fault/Alarm monitoring - Low level interface to BMS or Modbus TCP high level interface - G4 panel + F5 Deep bed filters - Full day commissioning assistance including travel | ACDHUM6-D | 1 | -1 | 2019-07-05 | 2019-08-15 | 1 | 0 | 117500 |  | QLD
16414-03-01 | Beaver Williams Pty Ltd | West Connex MOC5 | ACL65RCRTP-EC | RTP | 65 kW Rooftop Packaged Unit with Dual Stage Heating and Cooling Options: CO2 Sensor Economy Cycle EC plug fans Weather proof contruction Modbus TCP/IP SA : 2800 l/s OA : 2800 l/s RA : 2800 l/s | 65 kW Rooftop Packaged Unit With Economy Cycle | 1 | -1 | 2019-07-05 | 2019-07-26 | 1 | 0 | 49650 |  | NSW | AFS SUPPLYING CASING
16638-01-01 | Crest Air Conditioning | St Leonards Square | ACDHUM7-D | DEHUM | PAC-T2-R.1 100% Outside Air Dehumidification unit- DX Packaged Features Included: 80% efficient Sensible Heat exchanger EC Plug Fans Fully Integrated control system G4 Multi layer Bag Filter SA: 5230 l/s OA: 5230 l/s | ACDHUM7-D | 1 | -1 | 2019-07-05 | 2019-07-30 | 1 | 0 | 82822 |  | NSW
16990-01-01 | System Air Pty Ltd | Northgate Hall | ACL45RCRTP | RTP | 45 kW Rooftop Packaged Unit with Dual Stage Heating and Cooling SA : 1850 l/s, OA : 900 l/s - 75% Total efficiency Enthalpy heat Exchanger - Double-skinned 50mm PIR Sandwich Panel Cabinet - custom built for plant space - Corrosion Treated Coils - EC Plug Fans c/w proprietary air volume controllers - Bypass Dampers - Can be utilised for pull-down cycle or CO2 control. Includes dampers and actuators (non-spring return type) - Functionality wired to a terminal strip for control by others - Half Day Manufacturers Commissioning Assistance - Freight to Brisbane | 45 kW Rooftop Packaged Unit | 1 | -1 | 2019-07-08 | 2019-07-31 | 1 | 0 | 46500 |  | QLD | SHIP MID JULY
17000-01-02 | Industrial Air (SA) Pty Ltd | Oxford Compounding | PCU-N-D 10 | DEHUM | PCU-N-D 10 (Split Construct) SECTION B: COMPRESSORS AND ELECTRICAL | PCU-N-D 10 | 1 | -1 | 2019-07-19 | 2019-08-21 | 1 | 0 | 14500 |  | INDWA
16956-01-01 | Balance Mechanical & Environmental | UNSW R1 Library Stack Decant Stage 2 | PCU-N-LD 15 | DEHUM | PAC-G27-01 Low Dewpoint Precise Control Unit 1500 L/s (Nominal) Options included: EC plug fans Dual Refrigerant Circuit Remote Condenser Inverter Compressors Reheat Coil Air Change PsyControl (and sensors) SA:1200l/s | Low Dewpoint Precise Control Unit 1500 L/s | 1 | -1 | 2019-07-19 | 2019-08-01 | 1 | 0 | 54861 |  | NSW
16936-01-02 | Benmax Pty Ltd | ANU Robertson - Greenhouse Lab CT Room | ACS11RCRTP | RTP | 3 kW Rooftop Packaged Unit with Single Stage Heating and Cooling Options included: EC Plug fans VSD compressor SA : 90 l/s OA : 90 l/s | 11 kW Rooftop Packaged Unit | 1 | -1 | 2019-07-19 | 2019-08-12 | 1 | 0 | 24719 |  | NSW
16936-01-01 | Benmax Pty Ltd | ANU Robertson - Greenhouse Lab CT Room | ACS11RCRTP | RTP | 3 kW Rooftop Packaged Unit with Single Stage Heating and Cooling Options included: EC Plug fans VSD compressor SA : 90 l/s OA : 90 l/s | 11 kW Rooftop Packaged Unit | 1 | -1 | 2019-07-19 | 2019-08-12 | 1 | 0 | 24719 |  | NSW
17000-01-03 | Industrial Air (SA) Pty Ltd | Oxford Compounding | PCU-N-D 10 | DEHUM | PCU-N-D 10 (Split Construct) SECTION C: REMOTE CONDENSER | PCU-N-D 10 | 1 | -1 | 2019-07-19 | 2019-08-26 | 1 | 0 | 14500 |  | INDWA
17000-01-01 | Industrial Air (SA) Pty Ltd | Oxford Compounding | PCU-N-D 10 | DEHUM | PCU-N-D 10 (Split Construct) SECTION A: COILS AND FAN | PCU-N-D 10 | 1 | -1 | 2019-07-19 | 2019-08-21 | 1 | 0 | 14500 |  | INDWA
16991-01-02 | Industrial Air (SA) Pty Ltd | Atwell College | ACPP2800 | PP | 2800 l/s PoolPac Unit with Dual Stage Heating and Cooling PART B: Heat Exchangers - BLDC Compressor - Split Contruct | 2800 l/s PoolPac Unit | 1 | -1 | 2019-08-07 | 2019-08-30 | 1 | 0 | 23960 |  | INDWA | MOIRA TO PROVIDE QUOTE NUMBER & DELIVERY DETAILS
16991-01-01 | Industrial Air (SA) Pty Ltd | Atwell College | ACPP2800 | PP | 2800 l/s PoolPac Unit with Dual Stage Heating and Cooling PART A: Fans & Refrigeration - BLDC Compressor - Split Contruct | 2800 l/s PoolPac Unit | 1 | -1 | 2019-08-07 | 2019-08-29 | 1 | 0 | 23960 |  | INDWA | MOIRA TO PROVIDE QUOTE NUMBER & DELIVERY DETAILS
16881-02-01 | AE Smith & Son (NQ) Pty Ltd | St Stephens College - Mareeba | ERV4000 | ERVCO | 4000 l/s Energy Recovery Ventilator Unit SA : 4000 l/s OA : 4000 l/s RA : 4000 l/s | 4000 l/s Energy Recovery Ventilator Unit | 1 | -1 | 2019-08-07 | 2019-09-25 | 1 | 0 | 35000 |  | QLD
16881-01-01 | AE Smith & Son (NQ) Pty Ltd | St Stephens College - Mareeba | ERV10000 | ERVCO |  | 10000 l/s Energy Recovery Ventilator | 1 | -1 | 2019-08-07 | 2019-09-24 | 1 | 0 | 86600 |  | QLD
17025-01-01 | Industrial Air (SA) Pty Ltd | BHP South Flank | ACDHUM2-D | DEHUM |  | ACDHUM2-D | 1 | -1 | 2019-08-07 | 2019-08-16 | 1 | 0 | 52000 |  | INDWA
16957-01-01 | Sainsbury HVAC Mechanical Services Pty Ltd | CDC Surfside Annex | PCU-E-LD 10 | DEHUM | PAC-04,05 Air Change Precise Control Unit Inclusions: 1. Enthalpy type air-air heat exchanger. 2. BLDC inverter compressor. 3. Reheat coil. 4. EC plug fan. 5. Integrated advanced control system. | PCU-E-LD-10 | 1 | -1 | 2019-08-09 | 2019-09-17 | 1 | 0 | 53400 |  | NSW
16983-01-01 | Advanced Air Conditioning Pty Ltd | ALDI Tweed Mall | ACDHUM2-D | DEHUM | 1200L/s DX Preconditioner per ALDI Spec Complete With: - 80% Sensible Only Heat Exchanger - Brushless DC Inverter Compressor - Packaged Condenser - Stainless Steel Drain Trays - Corrosion Treated Coils - epoxy - EC Plug Fans - Supply Air Volume Controller - Controls per ALDI standard - 1 off Enthalpy sensor and 1 off remote HMI (MSSB Mounted) - enable from Daikin Timeclock. Sensor and HMI to be fitted by mech. trade - Deep Bed Filters - Half Day Commissioning Assistance Incl. Travel | ACDHUM2-D | 1 | -1 | 2019-08-09 | 2019-09-06 | 1 | 0 | 52450 |  | QLD | UNIT TO BE DELIVERED 10AM ON MON 09/09
16957-02-01 | Sainsbury HVAC Mechanical Services Pty Ltd | CDC Surfside Annex | ACL65RCRTP | RTP | PAC-03 67 kW Rooftop Packaged Unit Inclusions: 1. EC plug fan 2. Inverter compressor 3. Enthalpy type air-air heat exchanger | 65 kW Rooftop Packaged Unit | 1 | -1 | 2019-08-09 | 2019-09-20 | 1 | 0 | 58680 |  | NSW
16957-01-02 | Sainsbury HVAC Mechanical Services Pty Ltd | CDC Surfside Annex | PCU-E-LD 10 | DEHUM | PAC-04,05 Air Change Precise Control Unit Inclusions: 1. Enthalpy type air-air heat exchanger. 2. BLDC inverter compressor. 3. Reheat coil. 4. EC plug fan. 5. Integrated advanced control system. | PCU-E-LD-10 | 1 | -1 | 2019-08-09 | 2019-09-17 | 1 | 0 | 53400 |  | NSW
16851-02-01 | AG Coombs QLD | Alphapharm - Carole Park | PCU-N-H 50 |  | GAMMA SUITE PCU AHU-1B: 1 off PCU-N-H 50 Unit includes: As per above Beta Suite PCU description | PCU-N-H 50 | 1 | -1 | 2019-08-16 | 2019-10-09 | 1 | 0 | 87070 |  | QLD
17062-01-01 | Industrial Air (SA) Pty Ltd | H Hotel Darwin | ACL125RCRTP | RTP | 125 kW Rooftop Packaged Unit with Dual Stage Heating and Cooling SA: 3375 - 4045 l/s RA to HX: 3375-4045 l/s OA: 3375 l/s -4045 l/s Reheat Coil: 31.4kW Required air off: 24/18.5C Cooling only with Re Heat VSD Compressor Advanced Controller | 125 kW Rooftop Packaged Unit | 1 | -1 | 2019-08-16 | 2019-09-05 | 1 | 0 | 75446 |  | INDNT | WAITING ON NORTHLINE QUOTE NUMBER / THURS PICK UP
16851-04-01 | AG Coombs QLD | Alphapharm - Carole Park | PCU-N-H 50 |  | ALPHA SUITE PCU AHU-A3: 1 off PCU-N-H 50 Unit includes: As per above Beta Suite PCU description | PCU-N-H 50 | 1 | -1 | 2019-08-16 | 2019-10-03 | 1 | 0 | 81218 |  | QLD
16851-03-01 | AG Coombs QLD | Alphapharm - Carole Park | PCU-N-H 30 |  | GAMMA SUITE PCU AHU-2B: 1 off PCU-N-H 30 Unit includes: As per above Beta Suite PCU description | PCU-N-H 30 | 1 | -1 | 2019-08-16 | 2019-10-09 | 1 | 0 | 64417 |  | QLD
16851-01-01 | AG Coombs QLD | Alphapharm - Carole Park | PCU-N-H 40 | PCU | BETA SUITE PCU Air Change Precise Control Unit - 1 off PCU-N-H 40 AHU-B-2: 1 off PCU-N-H 40 Unit includes: - Double-skinned 50mm PIR Sandwich Panel Cabinet - weatherproof - Copper tube, aluminium finned chilled water cooling coil - Dual variable speed compressors - reverse cycle - Corrosion treated evaporator coil and reheat coil - Packaged condenser with EC axial fan - EC plug supply fan c/w proprietary air volume controller - Factory Control System with HLI (BACnet) interface including: - Room temp/humidity sensor and temp adjustment interface (enable required by BMS) - Return air temp/humidity sensor (unit or duct mounted) - Internal temp sensors as required for cooling/heating/dehumidification control - Analogue outputs to control electric duct heater and chilled water valve (EDH and CHW valve supplied by others) - Filter/mixing section including G4 Panel + F7 deep bed bag filters (excludes dampers and actuators) - Stainless steel drain trays - Service lights - Full day manufacturers commissioning assistance - Freight to site | PCU-N-H 40 | 1 | -1 | 2019-08-16 | 2019-10-02 | 1 | 0 | 81218 |  | QLD
17081-02-01 | Industrial Air (SA) Pty Ltd | Lend Lease Burwood Pool | REMOTE CONDENSER | RTP | Remote Condensing Unit 27kW to match ERV1500 Options included: • BLDC speed compressor • EC Axial Fans • Climasync Controls Package | Remote Condensing Unit | 1 | -1 | 2019-08-23 | 2019-09-17 | 1 | 0 | 16000 |  | INDSA
17063-01-01 | IdealAir MAJOR AIR PTY LTD | Vibe Hotel Hobart | ACPP2000 | PP | 2000 l/s PoolPac Unit with Dual Stage Heating and Cooling SA : 2000 l/s OA : 2000 l/s RA : 2000 l/s | 2000 l/s PoolPac Unit | 1 | -1 | 2019-08-23 | 2019-09-25 | 1 | 0 | 37278 |  | INDSA | AFS MAKING CASING
16874-01-01 | Ascot Air Special Projects Pty Ltd | Brigidine College | ACL60RCRTP | RTP | AHU-T-2.01: 1 off ACL60RCRTP 60 kW Rooftop Packaged Unit with Dual Stage Heating and Cooling SA : 2400 l/s, OA : 1125 l/s, RA : 1275 l/s Unit includes: - 75% Total efficiency Enthalpy heat Exchanger - Double-skinned 50mm PIR Sandwich Panel Cabinet - weatherproof - Corrosion Treated Coils - EC Plug Fans c/w proprietary air volume controllers - Economy Cycle (includes dampers and actuators) - Bypass Dampers - Can be utilised for pull-down cycle and CO2 control. Includes dampers and actuators (non-spring return type) - Control functionality wired to a terminal strip for control by others - Half day Manufacturers Commissioning Assistance - Freight to site | 60 kW Rooftop Packaged Unit | 1 | -1 | 2019-08-23 | 2019-08-23 | 1 | 0 | 49574 |  | QLD | 26/08 MARK TO CONFIRM AUG INVOICE
17081-01-01 | Industrial Air (SA) Pty Ltd | Lend Lease Burwood Pool | ERV1500 | ERVCO | 1200 l/s Energy Recovery Ventilator Unit - HTM - Corrosion Resistant for Pool Applicatino - ECP Fans - DX Coil and TX Valve to suit - Split Contruct | 1500 l/s Energy Recovery Ventilator Unit | 1 | -1 | 2019-08-23 | 2019-09-17 | 1 | 0 | 17192 |  | INDSA
17005-01-01 | Marsh HVAC Services | Boondall Wetlands Environment Centre | ACS20RCRTP | RTP | ACU-1: 1 off ACS20RCRTP - 20 kW Rooftop Packaged Unit with Reverse Cycle Heating and Cooling SA : 1000 l/s, OA : 1000 l/s, RA : 1000 l/s Complete with: - 75% Total efficiency Enthalpy heat Exchanger - Double-skinned 50mm PIR Sandwich Panel Cabinet - weatherproof - Corrosion Treated Coils - EC Plug Fans c/w proprietary air volume controllers - Bypass Dampers - Can be utilised for pull-down cycle or CO2 control. Includes dampers and actuators (non-spring return type) - VSD compressor - Hot Gas Reheat Coil - available in staged or modulating control - Proprietary factory controls package - Half Day Manufacturers Commissioning Assistance - Freight to site | 20kW Rooftop Packaged Unit | 1 | -1 | 2019-08-26 | 2019-09-12 | 1 | 0 | 47250 |  | QLD
16904-02-01 | Air Extreme Air Conditioning Pty Ltd | Murrook Cultural Centre Stage 3 | FILTER PLENUM BOX | ERVCO | SECTION-B Options included: Enthalpy Air-Air Heat Exchangers Economy Cycle F5 bag filters | Filter Plenum Box | 1 | -1 | 2019-08-30 | 2019-09-12 | 1 | 0 | 33171 |  | NSW | WANTED ONSITE 8AM ON 12/09
16904-01-01 | Air Extreme Air Conditioning Pty Ltd | Murrook Cultural Centre Stage 3 | PCU-E-D 50 | DEHUM | ACU1 5000l/s Precise Control Packaged Unit c/w Enthalpy Heat Exchanger and Low Dewpoint Humidity control Options included: EC plug fans Economy Cycle CO2 Sensor and Control Advanced Controller Inverter Driven Compressors DX reheat coil 1 sided access F5 bag filters OA: 250-1300 L/s SA: 5260 L/s RA: 5260 L/s | PCU-E-D 50 | 1 | -1 | 2019-08-30 | 2019-09-12 | 1 | 0 | 77397 |  | NSW | WANTED ONSITE 8AM ON 12/09
17083-01-01 | Industrial Air (SA) Pty Ltd | Port Pirie Museum | PCU-N-LD 20 | DEHUM | AHU-1 Low Dewpoint Precise Control Unit 2000 L/s Options included: EC plug fans Dual Refrigerant Circuit Remote Condenser Inverter Compressors Reheat Coil Air Change Climasync (and sensors) OA: L/s SA: L/s | Low Dewpoint Precise Control Unit 2000 L/s | 1 | -1 | 2019-09-06 | 2019-10-17 | 1 | 0 | 53980 |  | INDSA
17083-01-02 | Industrial Air (SA) Pty Ltd | Port Pirie Museum | PCU-N-LD 20 | DEHUM | AHU-2 Low Dewpoint Precise Control Unit 2000 L/s Options included: EC plug fans Dual Refrigerant Circuit Remote Condenser Inverter Compressors Reheat Coil Air Change Climasync (and sensors) OA: L/s SA: L/s | Low Dewpoint Precise Control Unit 2000 L/s | 1 | -1 | 2019-09-06 | 2019-10-18 | 1 | 0 | 53980 |  | INDSA
17007-02-01 | Advanced Air Conditioning Pty Ltd | ALDI Indooroopilly | REMOTE CONDENSER | RTP | Remote Condensing Unit 67kW to match ACDHUM2-D Options included: • EC Axial Fans | Remote Condensing Unit | 1 | -1 | 2019-09-06 | 2019-10-03 | 1 | 0 | 12345 |  | QLD
17051-01-01 | Grosvenor Engineering Group Pty Ltd | 83 Clarence St, Sydney | ACS27RCRTP-EC | RTP | AHU-L1-01 27 kW Rooftop Packaged Unit with Single Stage Heating and Cooling Inclusions: 1. Economy Cycle 2. VSD compressor 3. Sensible only heat exchanger 4. Fan VSD | 27 kW Rooftop Packaged Unit With Economy Cycle | 1 | -1 | 2019-09-06 | 2019-09-30 | 1 | 0 | 40698.95 |  | NSW
17007-01-01 | Advanced Air Conditioning Pty Ltd | ALDI Indooroopilly | ACDHUM2-D | DEHUM | 1200L/s DX Preconditioner per ALDI Spec Complete With: - 80% Sensible Only Heat Exchanger - Dual Brushless DC Inverter Compressors - Split Condenser - Stainless Steel Drain Trays - Corrosion Treated Coils - epoxy - EC Plug Fans - Supply Air Volume Controller - Controls per ALDI standard - 1 off Enthalpy sensor and 1 off remote HMI (MSSB Mounted) - enable from Daikin Timeclock. Sensor and HMI to be fitted by mech. trade - Deep Bed Filters - Half Day Commissioning Assistance | ACDHUM2-D | 1 | -1 | 2019-09-06 | 2019-10-03 | 1 | 0 | 49380 |  | QLD
16915-01-04 | Ascot Air Special Projects Pty Ltd | QE2 Hospital Theatre Upgrade | PCU-N-H 15 | DEHUM | AHU-8C: PCU-N-H 15 1500 l/s Precise temperature and humidity control units Units include: - Double-skinned 50mm PIR Sandwich Panel Cabinet - weatherproof - Copper tube, aluminium finned cooling and heating coils - corrosion treated (Valves supplied by others, PCU to control valves) - Variable speed compressor - Corrosion treated evaporator coil - Corrosion treated Reheat coil - EC plug supply fan c/w proprietary air volume controller - Proprietary 'ClimaSync' control System with LLI or MODBUS TCP interface including: - Room temp/humidity sensor and temp adjustment interface (enable required by BMS) - Internal temp sensors as required for cooling/heating/dehumidification control - Digital outputs to humidifier and analogue outputs to control it (Humidifier supplied by others) - Filter/mixing section including G4 Panel + F8 bag filters (excludes dampers) - Stainless steel drain trays - Half day manufacturers commissioning assistance - Freight to site | Precise Control Unit Hybrid 1500 l/s | 1 | -1 | 2019-09-13 | 2019-10-15 | 1 | 0 | 33456 |  | QLD
15503-02-01 | Baratech Pty Ltd | Wenona School Pool | ACPP2800 | PP | ACU-L00.2 2800 l/s PoolPac Unit with Dual Stage Heating and Cooling Options included: VSD compressors SA : 2800 l/s OA : 2800 l/s RA : 2800 l/s | 2800 l/s PoolPac Unit | 1 | -1 | 2019-09-13 | 2019-08-27 | 1 | 0 | 47191 |  | NSW | AFS SUPPLYING CASING ONLY
15503-01-01 | Baratech Pty Ltd | Wenona School Pool | ACPP5000 | PP | ACU-L00.1 5000 l/s PoolPac Unit with Dual Stage Heating and Cooling Options included: VSD compressors SA : 5000 l/s OA : 5000 l/s RA : 5000 l/s | 5000 l/s PoolPac Unit | 1 | -1 | 2019-09-13 | 2019-09-03 | 1 | 0 | 63387 |  | NSW | AFS SUPPLYING CASING ONLY
17180-01-01 | FDC Mechanical Services | Arnotts Huntingwood | ACL125RCRTP | RTP | PAC-03 150 kW Rooftop Packaged Unit with Dual Stage Heating and Cooling SA : 5000 l/s OA : 5000 l/s RA : 5000 l/s | 125 kW Rooftop Packaged Unit | 1 | -1 | 2019-09-13 | 2019-10-30 | 1 | 0 | 95390 |  | NSW | 50% DEPOSIT INVOICE DONE IN OCT, SEE INV 18667
15503-01-02 | Baratech Pty Ltd | Wenona School Pool | ACPP5000 | PP | ACU-L00.1 5000 l/s PoolPac Unit with Dual Stage Heating and Cooling Options included: VSD compressors SA : 5000 l/s OA : 5000 l/s RA : 5000 l/s | 5000 l/s PoolPac Unit | 1 | -1 | 2019-09-13 | 2019-09-02 | 1 | 0 | 63387 |  | NSW | AFS SUPPLYING CASING ONLY
17112-01-01 | Finn Air Pty Ltd | RACQ Eight Mile Plains | ACS23RCRTP | RTP | PAC-M-1: 1 off ACS23RCRTP 1100 l/s, 23 kW Rooftop Packaged Unit with BLDC Inverter Heating and Cooling Unit includes: - 75% Total efficiency Enthalpy heat Exchanger - Double-skinned 50mm PIR Sandwich Panel Cabinet - Corrosion Treated Coils - EC Plug Fans c/w proprietary air volume controllers - Inverted airflow arrangement - Economy Cycle - Bypass Dampers - Can be utilised for pull-down cycle or CO2 control. Includes dampers and actuators (non-spring return type) - BLDC Inverter Compressor - Hot Gas Reheat Coil - Proprietary 'ClimaSync' controls package with low level interface or BACnet HLI (unit enable by others) - - controls package includes RA temp sensor, OA temp/humidity sensor and CO2 sensor - Manufacturers Commissioning Assistance - Freight to site | 23 kW Rooftop Packaged Unit | 1 | -1 | 2019-09-13 | 2019-09-20 | 1 | 0 | 30900 |  | QLD | EXPEDITED DELIVERY REQUIRED 10/9
17112-02-01 | Finn Air Pty Ltd | RACQ Eight Mile Plains | HX SECTION | RTP | Split Construct Heat Exchanger Section to match ACS23RCRTP | Heat Exchanger Section | 1 | -1 | 2019-09-13 | 2019-09-20 | 1 | 0 | 10000 |  | QLD
17107-01-01 | Grosvenor Engineering Group Pty Ltd | Armidale Hospital Mortuary | ACS20RCRTP | RTP | 20 kW Rooftop Packaged Unit with Single Stage Heating and Cooling Unit shoule be able to maintain constant room pressure. | 20kW Rooftop Packaged Unit | 1 | -1 | 2019-09-16 | 2019-10-15 | 1 | 0 | 27768 |  | NSW
16911-01-01 | Global Air Conditioning | Hitachi Warehouse | ACDHUM4-D | DEHUM | AC-OA: 2300 L/s DX Preconditioner Unit includes: - 80% efficient sensible-only heat exchanger - Double-skinned 50mm PIR sandwich panel cabinet - Stainless Steel drain trays - Corrosion treated coils - Packaged condenser - EC plug fans - Supply air volume controller - Factory controls - LLI to BMS or HLI Modbus TCP - G4 panel + F5 Deep bed filters - Half day commissioning assistance including travel - Freight to Site | ACDHUM4-D | 1 | -1 | 2019-09-18 | 2019-10-10 | 1 | 0 | 77550 |  | QLD | 14/10 UNIT WANTED IN NOV, MARK TO SORT OUT CUSTOM PAYMENT/CLAIM
16513-01-01 | Sunshine Coast Air Conditioning | New Haven | ACPP2300 | PP | 1600 l/s PoolPac Unit with Dual Stage Heating and Cooling SA : 1600 l/s, OA : 1600 l/s - 80% efficient sensible-only heat exchanger - Double-skinned 50mm PIR Sandwich Panel Cabinet - corrosion treated for pool environment - Corrosion Treated Coils - EC Plug Fans c/w proprietary air volume controllers - Powder coated drain tray - Thermostat Controller - requires enable from DDC/timeclock - Functionality wired to a terminal strip for control by others - Half day manufacturers commissioning assistance - Freight to site | 2300 l/s PoolPac Unit | 1 | -1 | 2019-09-18 | 2019-10-23 | 1 | 0 | 41050 |  | QLD | OKAY TO RELEASE TO PRODUCTION 17092019
17086-02-01 | Advanced Air Conditioning Pty Ltd | Hope Centre Moreton Campus | ACL65RCRTP | RTP | Reverse Cycle Energy Recovery Packaged Units with Dual Stage Heating and Cooling PAC-02: 1 off ACL65RCRTP - 65 kW RTP Unit Unit inclusions as per above | 65 kW Rooftop Packaged Unit | 1 | -1 | 2019-09-19 | 2019-10-22 | 1 | 0 | 48500 |  | QLD | AFS MAKING UNITS EXCLUDING ELECTRICAL (INCLUDING REFRIGERATION)
17086-03-01 | Advanced Air Conditioning Pty Ltd | Hope Centre Moreton Campus | ACL45RCRTP | RTP | Reverse Cycle Energy Recovery Packaged Units with Dual Stage Heating and Cooling PAC-03: 1 off ACL45RCRTP - 45 kW RTP Unit Unit inclusions as per above. Excludes Economy cycle. | 45 kW Rooftop Packaged Unit | 1 | -1 | 2019-09-20 | 2019-10-22 | 1 | 0 | 35600 |  | QLD | AFS MAKING UNITS EXCLUDING ELECTRICAL (INCLUDING REFRIGERATION)
17082-02-01 | Alan Taylor Air Conditioning Pty Ltd T/as Atack Ai | Sunrise Estate Clubhouse Nelson Bay | HX PLENUM BOX | ERVCO | Heat Recovery Plenum Section to match ACPP2800 | Air-Air Heat Exchanger Plenum Box | 1 | -1 | 2019-09-20 | 2019-10-25 | 1 | 0 | 20000 |  | NSW
17082-01-01 | Alan Taylor Air Conditioning Pty Ltd T/as Atack Ai | Sunrise Estate Clubhouse Nelson Bay | ACPP2800 | PP | 2600 l/s PoolPac Plus Unit with Pool air Heating and Cooling and Heat Pump Combined unit including Dehumidification etc. SA : 2600 l/s OA : 2600 l/s RA : 2600 l/s | 2800 l/s PoolPac Unit | 1 | -1 | 2019-09-20 | 2019-10-25 | 1 | 0 | 133000 |  | NSW
17086-01-01 | Advanced Air Conditioning Pty Ltd | Hope Centre Moreton Campus | ACL96RCRTP | RTP | Reverse Cycle Energy Recovery Packaged Units with Dual Stage Heating and Cooling PAC-01: 1 off ACL96RCRTP - 96 kW RTP Unit Unit includes: - 75% Total efficiency Enthalpy counter flow plate heat Exchanger - Double-skinned 50mm PIR Sandwich Panel Cabinet - weatherproof - Corrosion Treated Coils - EC Plug Fans c/w proprietary air volume controllers - Economy Cycle. Includes dampers and actuators (non-spring return type) (excludes PAC-03) - Bypass Dampers - Can be utilised for pull-down cycle or CO2 control. Includes dampers and actuators (non-spring return type) - Functionality wired to a terminal strip for control by others - Full day manufacturers commissioning assistance - Freight to site (one delivery of all three units to site) | 96 kW Rooftop Packaged Unit | 1 | -1 | 2019-09-20 | 2019-10-22 | 1 | 0 | 56500 |  | QLD | AFS MAKING UNITS EXCLUDING ELECTRICAL (INCLUDING REFRIGERATION)
17073-01-01 | Aireplus Pty Ltd | Brisbane Airport - ARFFS | ACDHUM3-D | DEHUM | PCU-01: 2020 L/s DX Preconditioner Complete with: - Double-skinned 50mm PIR Sandwich Panel Cabinet - 80% efficient sensible-only counterflow heat exchanger - Dual VSD compressors (N+0.7) - Remote Condenser (remote pipework by mech contractor) - Corrosion treated coils - epoxy - Stainless Steel fixings (SS316) - Galvanised steel channel base frame - EC plug supply fans and EC axial condenser fans (N+0.7) - Supply air volume controller - Factory controls package (BACnet compatible) - G4 Panel, F5 Deep bed and 100 mm Gridblok gas filters - extended filter plenum to allow for Gas filter (DP gauges excluded) - Half day commissioning assistance including travel - Freight to Brisbane | ACDHUM3-D | 1 | -1 | 2019-09-27 | 2019-11-04 | 1 | 0 | 50000 |  | QLD
17073-02-01 | Aireplus Pty Ltd | Brisbane Airport - ARFFS | REMOTE CONDENSER | RTP | Remote Condensing Unit to match ACDHUM3-D Options included: • EC Axial Fans | Remote Condensing Unit | 1 | -1 | 2019-09-27 | 2019-11-04 | 1 | 0 | 14100 |  | QLD
16915-01-05 | Ascot Air Special Projects Pty Ltd | QE2 Hospital Theatre Upgrade | PCU-N-H 15 | DEHUM | AHU-OT-4: PCU-N-H 15 1500 l/s Precise temperature and humidity control units Units include: - Double-skinned 50mm PIR Sandwich Panel Cabinet - weatherproof - Copper tube, aluminium finned cooling and heating coils - corrosion treated (Valves supplied by others, PCU to control valves) - Variable speed compressor - Corrosion treated evaporator coil - Corrosion treated Reheat coil - EC plug supply fan c/w proprietary air volume controller - Proprietary 'ClimaSync' control System with LLI or MODBUS TCP interface including: - Room temp/humidity sensor and temp adjustment interface (enable required by BMS) - Internal temp sensors as required for cooling/heating/dehumidification control - Digital outputs to humidifier and analogue outputs to control it (Humidifier supplied by others) - Filter/mixing section including G4 Panel + F8 bag filters (excludes dampers) - Stainless steel drain trays - Half day manufacturers commissioning assistance - Freight to site | Precise Control Unit Hybrid 1500 l/s | 1 | -1 | 2019-10-10 | 2019-11-12 | 1 | 0 | 33456 |  | QLD
16915-01-07 | Ascot Air Special Projects Pty Ltd | QE2 Hospital Theatre Upgrade | PCU-N-H 15 | DEHUM | AHU-OT-6: PCU-N-H 15 1500 l/s Precise temperature and humidity control units Units include: - Double-skinned 50mm PIR Sandwich Panel Cabinet - weatherproof - Copper tube, aluminium finned cooling and heating coils - corrosion treated (Valves supplied by others, PCU to control valves) - Variable speed compressor - Corrosion treated evaporator coil - Corrosion treated Reheat coil - EC plug supply fan c/w proprietary air volume controller - Proprietary 'ClimaSync' control System with LLI or MODBUS TCP interface including: - Room temp/humidity sensor and temp adjustment interface (enable required by BMS) - Internal temp sensors as required for cooling/heating/dehumidification control - Digital outputs to humidifier and analogue outputs to control it (Humidifier supplied by others) - Filter/mixing section including G4 Panel + F8 bag filters (excludes dampers) - Stainless steel drain trays - Half day manufacturers commissioning assistance - Freight to site | Precise Control Unit Hybrid 1500 l/s | 1 | -1 | 2019-10-10 | 2019-11-12 | 1 | 0 | 33456 |  | QLD
16915-01-06 | Ascot Air Special Projects Pty Ltd | QE2 Hospital Theatre Upgrade | PCU-N-H 15 | DEHUM | AHU-OT-5: PCU-N-H 15 1500 l/s Precise temperature and humidity control units Units include: - Double-skinned 50mm PIR Sandwich Panel Cabinet - weatherproof - Copper tube, aluminium finned cooling and heating coils - corrosion treated (Valves supplied by others, PCU to control valves) - Variable speed compressor - Corrosion treated evaporator coil - Corrosion treated Reheat coil - EC plug supply fan c/w proprietary air volume controller - Proprietary 'ClimaSync' control System with LLI or MODBUS TCP interface including: - Room temp/humidity sensor and temp adjustment interface (enable required by BMS) - Internal temp sensors as required for cooling/heating/dehumidification control - Digital outputs to humidifier and analogue outputs to control it (Humidifier supplied by others) - Filter/mixing section including G4 Panel + F8 bag filters (excludes dampers) - Stainless steel drain trays - Half day manufacturers commissioning assistance - Freight to site | Precise Control Unit Hybrid 1500 l/s | 1 | -1 | 2019-10-10 | 2019-11-12 | 1 | 0 | 33456 |  | QLD
17157-01-01 | Smooth-Air Products Ltd | Taradale Pool - Napier | ACPP3200 | PP | 3200 l/s PoolPac Unit with Dual Stage Heating and Cooling SA : 3200 l/s; OA : 3200 l/s Galvanised Channel Base Frame Doubleskin PIR Sandwich Panel Cabinet - Weatherproof if required Counterflow Sensible Only Heat Exchanger - 80% Nominal efficiency Epoxy coated coils and Corrosion Treatment throughout unit to suit Pool Environment Dual Staged Compressors - Reverse Cycle or Heating ONLY Bypass Dampers to Modulate outside air Proprietary PLC controller with Occupied/Night mode and active humidity control that adjusts ventilation rate to control humidity - timeclock or switch by others | 3200 l/s PoolPac Unit | 1 | -1 | 2019-10-11 | 2019-11-14 | 1 | 0 | 57097 |  | QLD
17153-02-01 | Ellis Airconditioning (QLD) Pty Ltd | TAE TEMF Bundamba Order | ACDHUM5-LD | DEHUM | AC-BS-061 (Bearing Room AC Unit): 1 off ACDHUM5-LD 100% OA @ 3750 L/s, 170kW DX Preconditioner Complete with: - 80% efficient sensible-only heat exchanger - Double-skinned 50mm PIR sandwich panel cabinet - weatherproof - Variable speed compressors (2) - Corrosion treated coils - Packaged condenser - EC plug supply fans c/w proprietary air volume controller - Factory Control System with LLI or MODBUS TCP interface including: - Supply Air temp/humidity sensor and temp adjustment interface (enable required by BMS) - Room temp/humidity sensor to be Intrinsically Safe type and is excluded from our scope - please ensure your chosen BMS Contractor has made allowance for this sensor. Feedback to be provided via HLI to Proprietary Controller - Interface to Supply Duct Mounted Duct Heater and Humidifier (DO and AO per item) - G4 Panel + F5 Bag filters - (Weatherhood by Mech Trade) - Stainless steel drain trays - Half day commissioning assistance including travel and HLI set-up - Freight to site | ACDHUM5-LD | 1 | -1 | 2019-10-11 | 2019-11-08 | 1 | 0 | 122000 |  | QLD
17153-01-01 | Ellis Airconditioning (QLD) Pty Ltd | TAE TEMF Bundamba Order | PCU-N-D 5 | DEHUM | AC-BS-056 (Test Rig Room AC Unit): 1 off PCU-N-D 5 100% OA @ 500 l/s, 25kW Precise Control Unit Complete with: - Double-skinned 50mm PIR Sandwich Panel Cabinet - weatherproof - Variable speed compressor - Corrosion treated evaporator coil - Corrosion treated modulating Reheat coil - Remote condenser - EC plug supply fan c/w proprietary air volume controller - Factory Control System with LLI or MODBUS TCP interface including - Supply Air temp/humidity sensor and temp adjustment interface (enable required by BMS) - Room temp/humidity sensor to be Intrinsically Safe type and is excluded from our scope - please ensure your chosen BMS Contractor has made allowance for this sensor. Feedback to be provided via HLI to Proprietary Controller - Interface to Supply Duct Mounted Duct Heater and Humidifier (DO and AO per item) - Filter section including G4 Panel + F5 bag filters (weather hood by Mech trade) - Stainless steel drain trays - Half day manufacturers commissioning assistance including HLI Commissioning - Freight to site | PCU-N-D 5 | 1 | -1 | 2019-10-11 | 2019-11-01 | 1 | 0 | 26800 |  | QLD
17180-03-01 | FDC Mechanical Services | Arnotts Huntingwood | ACL70RCRTP | RTP | PAC-07 70 kW Rooftop Packaged Unit with Dual Stage Heating and Cooling SA : 3200 l/s OA : 1220 l/s RA : 1220 l/s | 70 kW Rooftop Packaged Unit | 1 | -1 | 2019-10-25 | 2019-11-28 | 1 | 0 | 49600 |  | NSW
17267-01-01 | Industrial Air (SA) Pty Ltd | Maranatha Hall | ACL52RCRTP-EC | RTP | 52 kW Rooftop Packaged Unit with Dual Stage Heating and Cooling Option(s) : Economy Cycle Basic Controller SA : 2300 l/s OA : 2300 l/s RA : 2300 l/s | 52 kW Rooftop Packaged Unit With Economy Cycle | 1 | -1 | 2019-11-01 | 2019-11-27 | 1 | 0 | 42786 |  | INDSA | WAITING ON IND AIR DEL DETAILS
16316-01-02 | Elite Mechanical Solutions (Vic) Pty Ltd | 55 Southbank Blvd Hotel | ACL125RCRTP | RTP | ERV-R.1, ERV-R.3 125 kW Rooftop Packaged Unit with R410A Variable Speed Heating and Cooling, EC Plug Fans, Full Advanced Controllers, Economy Cycle and Downgraded Compressors SA : 5200 l/s OA : 5200 l/s RA : 5200 l/s | 125 kW Rooftop Packaged Unit | 1 | -1 | 2019-11-02 | 2019-11-19 | 1 | 0 | 61786 |  | VIC | WANTED ONSITE 02/12 - NOV INVOICE TBC
16316-01-01 | Elite Mechanical Solutions (Vic) Pty Ltd | 55 Southbank Blvd Hotel | ACL125RCRTP | RTP | ERV-R.1, ERV-R.3 125 kW Rooftop Packaged Unit with R410A Variable Speed Heating and Cooling, EC Plug Fans, Full Advanced Controllers, Economy Cycle and Downgraded Compressors SA : 5200 l/s OA : 5200 l/s RA : 5200 l/s | 125 kW Rooftop Packaged Unit | 1 | -1 | 2019-11-02 | 2019-11-19 | 1 | 0 | 61786 |  | VIC | WANTED ONSITE 02/12 - NOV INVOICE TBC
16316-02-01 | Elite Mechanical Solutions (Vic) Pty Ltd | 55 Southbank Blvd Hotel | ACL125RCRTP | RTP | ERV-R.2 125 kW Rooftop Packaged Unit with R410A Variable Speed Heating and Cooling, EC Plug Fans, Full Advanced Controllers, Economy Cycle and Downgraded Compressors SA : 6800 l/s OA : 6800 l/s RA : 6800 l/s | 125 kW Rooftop Packaged Unit | 1 | -1 | 2019-11-02 | 2019-11-19 | 1 | 0 | 70986 |  | VIC | WANTED ONSITE 02/12 - NOV INVOICE TBC
17173-01-01 | CBM Air Pty Ltd | QUT IFE CARF Instrument Lab | PCU-N-D 5 | DEHUM | AC-M120: 1 off PCU-N-D 5 435 l/s Precise Temperature and Humidity control unit Unit includes: - Double-skinned 50mm PIR Sandwich Panel Cabinet - Dual BLDC compressors (cooling only) - Corrosion treated evaporator coil - Corrosion treated reheat coil - Packaged condenser - Ziehl-Abegg EC plug supply fan c/w proprietary air volume controller - Proprietary 'ClimaSync' controls with Modbus TCP HLI (unit enable required by BMS) (see footnotes for sensor exclusions) - Filter/mixing section including G4 Panel + F8 bag filters (excludes dampers) - Stainless steel drain trays - Half day manufacturers commissioning assistance - Freight to site | PCU-N-D 5 | 1 | -1 | 2019-11-04 | 2019-11-29 | 1 | 0 | 46980 |  | QLD
16884-01-02 | GDFC (PNG) Ltd | Stanley Esplanade (PNG) | ACL125RCRTP | RTP | 125 kW Rooftop Packaged Unit with Dual Stage Heating and Cooling AC1 & AC2 SA : 6000 l/s, OA : 5000 l/s - 75% Total efficiency Enthalpy heat Exchanger - Double-skinned 50mm PIR Sandwich Panel Cabinet - Dual variable Speed Compressors (Cooling ONLY) - Corrosion Treated Coils - EC Plug Fans c/w proprietary air volume controllers - Functionality wired to a terminal strip for control by others - 225kW scheduled capacity correlates with 18 degree air off coil temp. Includes sea freight (free on wharf) | 125 kW Rooftop Packaged Unit | 1 | -1 | 2019-11-08 | 2019-11-21 | 1 | 0 | 95900 |  | QLD | CHECK PLANT
17323-02-01 | Statewide Mechanical Services Pty Ltd | HMAS Creswell | ACS27RCRTP-EC | RTP | 27 kW Rooftop Packaged Unit with Single Stage Heating and Cooling Option(s) included : Economy Cycle CO2 monitoring HLI Inverter compressor SA : 1200 l/s OA : 800 l/s RA : 800 l/s RABP: 400 l/s | 27 kW Rooftop Packaged Unit With Economy Cycle | 1 | -1 | 2019-11-08 | 2019-11-22 | 1 | 0 | 40770 |  | NSW
17206-01-01 | Orion Mechanical | Montefiore Block E&F Development | ACPP2000 | PP | PPAC-01 2000 l/s PoolPac Unit with Dual Stage Heating and Cooling Options: EC plug fans Inverter compressor SA : 2000 l/s OA : 2000 l/s RA : 2000 l/s | 2000 l/s PoolPac Unit | 1 | -1 | 2019-11-08 | 2019-11-21 | 1 | 0 | 41930 |  | NSW | AFS TO MAKE CASING EXCLUDING REFRIG AND ELECTRICAL
17320-02-01 | Industrial Air (SA) Pty Ltd | 50 Stanley Street | REMOTE CONDENSER | RTP | Remote Condensing Unit 20kW to match ERV750 Options included: • BLDC speed compressor • Climasync Controls Package | Remote Condensing Unit | 1 | -1 | 2019-11-08 | 2019-12-03 | 1 | 0 | 15000 |  | INDSA | 05/12 IND AIR TO SUPPLY DEL DETAILS
17323-01-01 | Statewide Mechanical Services Pty Ltd | HMAS Creswell | ACS36RCRTP-EC | RTP | 36 kW Rooftop Packaged Unit with Single Stage Heating and Cooling Option(s) included : Economy Cycle CO2 monitoring HLI Inverter compressor SA : 1700 l/s OA : 1100 l/s RA : 1100 l/s RABP: 600 l/s | 36 kW Rooftop Packaged Unit With Economy Cycle | 1 | -1 | 2019-11-08 | 2019-11-22 | 1 | 0 | 45900 |  | NSW
17320-01-01 | Industrial Air (SA) Pty Ltd | 50 Stanley Street | ERV750 | ERVCO | 750 l/s Energy Recovery Ventilator Unit - HTM - Corrosion Resistant for Pool Application - ECP Fans - DX Coil and TX Valve to suit - Split Construct | 750 l/s Energy Recovery Ventilator Unit | 1 | -1 | 2019-11-08 | 2019-12-03 | 1 | 0 | 20000 |  | INDSA | 05/12 IND AIR TO SUPPLY DEL DETAILS
16884-01-01 | GDFC (PNG) Ltd | Stanley Esplanade (PNG) | ACL125RCRTP | RTP | 125 kW Rooftop Packaged Unit with Dual Stage Heating and Cooling AC1 & AC2 SA : 6000 l/s, OA : 5000 l/s - 75% Total efficiency Enthalpy heat Exchanger - Double-skinned 50mm PIR Sandwich Panel Cabinet - Dual variable Speed Compressors (Cooling ONLY) - Corrosion Treated Coils - EC Plug Fans c/w proprietary air volume controllers - Functionality wired to a terminal strip for control by others - 225kW scheduled capacity correlates with 18 degree air off coil temp. Includes sea freight (free on wharf) | 125 kW Rooftop Packaged Unit | 1 | -1 | 2019-11-08 | 2019-11-21 | 1 | 0 | 95900 |  | QLD
17187-01-01 | System Air Pty Ltd | ALDI Torrington | ACDHUM2-D | DEHUM | 1200L/s DX Preconditioner per ALDI Spec Complete With: - 80% Sensible Only Heat Exchanger - Brushless DC Inverter Compressor - Packaged Condenser - Stainless Steel Drain Trays - Corrosion Treated Coils - epoxy - EC Plug Fans - Supply Air Volume Controller - Controls per ALDI standard - 1 off Enthalpy sensor and 1 off remote HMI (MSSB Mounted) - enable from Daikin Timeclock. Sensor and HMI to be fitted by mech. trade - Deep Bed Filters - Half Day Commissioning Assistance Incl. Travel | ACDHUM2-D | 1 | -1 | 2019-11-08 | 2019-11-27 | 1 | 0 | 52200 |  | QLD
17180-02-01 | FDC Mechanical Services | Arnotts Huntingwood | ACL125RCRTP | RTP | PAC-03 150 kW Rooftop Packaged Unit with Dual Stage Heating and Cooling SA : 5000 l/s OA : 5000 l/s RA : 5000 l/s | 125 kW Rooftop Packaged Unit | 1 | -1 | 2019-11-15 | 2019-11-20 | 1 | 0 | 90260 |  | NSW
17268-01-01 | Imperial Air Pty Ltd | Trade Coast Soil Test Lab | PCU-N-D 20 | DEHUM | Soil Lab AC: 1 off PCU-N-D 20 1800 l/s Precise temperature and humidity control unit Unit includes: - Double-skinned 50mm PIR Sandwich Panel Cabinet - Dual inverter compressors - Corrosion treated evaporator and reheat coil - Split condenser with EC axial fan - corrosion treated (see footnotes for pipe sizing) - EC plug supply fans c/w constant airflow controller - Factory Control System with LLI or Modbus TCP interface including: - Room temp/humidity sensor and temp adjustment interface (unit enable required by BMS) - Internal temp sensors as required for cooling/heating/dehumidification control - Filter/mixing section including G4 Panel + F5 deep bed bag filters (excludes dampers) - Stainless steel drain trays - Half day manufacturers commissioning assistance - Freight to Brisbane | PCU-N-D 20 | 1 | -1 | 2019-11-15 | 2019-12-06 | 1 | 0 | 34730 |  | QLD
17222-01-02 | Alltech Services Pty Ltd | Tallowood School Pool | ACPP2000 | PP | Pool AHU 2000 l/s PoolPac Unit with Dual Stage Heating and Cooling SA : 2000 l/s OA : 2000 l/s RA : 2100 l/s Split construct to fit through plantroom door | 2000 l/s PoolPac Unit | 1 | -1 | 2019-11-18 | 2020-01-02 | 1 | 0 | 20710 |  | NSW
17222-01-01 | Alltech Services Pty Ltd | Tallowood School Pool | ACPP2000 | PP | Pool AHU 2000 l/s PoolPac Unit with Dual Stage Heating and Cooling SA : 2000 l/s OA : 2000 l/s RA : 2100 l/s Split construct to fit through plantroom door | 2000 l/s PoolPac Unit | 1 | -1 | 2019-11-18 | 2020-01-02 | 1 | 0 | 20710 |  | NSW
17235-01-01 | Capricorn - SOLUTIONS IN AIR MOVEMENT 2 PTY LTD | Prawn Processing Facility Ayr | PCU-N-D 15 | DEHUM | Outside Air Preconditioner - Double Skin Sandwich Panel Construction to suit Tropical Environment - Galvanised Channel Base Frame - Custom Evaporator Coil for Dehumidification - Modulating Reheat Coil for Humidity Control - Dual Brushless DC Inverter Compressors - EC Plug Fans c/w Constant airflow control - PLC Controls - require Digital Input to start unit - EC Axial Condenser Fans - Head Pressure Controlled | PCU-N-D 15 | 1 | -1 | 2019-11-22 | 2019-12-09 | 1 | 0 | 49638 |  | QLD
17256-01-01 | Precise Air Group P/L | Redland City Council - Donald Simpson Centre | ACL96RCRTP | RTP | 96 kW Rooftop Packaged Unit with Dual Stage Heating and Cooling Unit includes: - 75% Total efficiency Enthalpy heat Exchanger - Double-skinned 50mm PIR Sandwich Panel Cabinet - weatherproof - Corrosion Treated Coils - EC Plug Supply and Exhaust Fans - Economy Cycle - Includes dampers and actuators (non-spring return type) - Bypass Dampers - Can be utilised for pull-down cycle or CO2 control. Includes dampers and actuators (non-spring return type) - Functionality wired to a terminal strip for control by others - Manufacturers Commissioning Assistance - Freight to site | 96 kW Rooftop Packaged Unit | 1 | -1 | 2019-11-29 | 2019-12-10 | 1 | 0 | 66000 |  | QLD
17301-01-01 | Grosvenor Engineering Group Pty Ltd | Maroochy Day Hospital | PCU-N-D 5 | DEHUM | PCU-N-D 5 600 l/s Temperature and Humidity Control System Galvanised Channel Base Frame Double Skin PIR Sandwich Panel Cabinet Brushless DC Inverter compressor (max 23 kW) EC Plug Supply fan - High static with constant airflow control EC axial condenser fan Modulating Refrigerant reheat valve for close control of humidity Reverse cycle operation PLC controls incl all sensor and room interface - incl Normal and after hours mode Filter/mixing section in G4 panel and F7 Deep bed filters Custom construction to suit existing plant room size Remote Condenser with - choice of Horizontal or vertical discharge Full Day Onsite Commissioning Assistance including Travel Integrated Condensate tray fro future provision of Humidifier | PCU-N-D 5 | 1 | -1 | 2019-11-30 | 2019-12-18 | 1 | 0 | 34650 |  | QLD
17301-01-02 | Grosvenor Engineering Group Pty Ltd | Maroochy Day Hospital | PCU-N-D 5 | DEHUM | PCU-N-D 5 600 l/s Temperature and Humidity Control System Galvanised Channel Base Frame Double Skin PIR Sandwich Panel Cabinet Brushless DC Inverter compressor (max 23 kW) EC Plug Supply fan - High static with constant airflow control EC axial condenser fan Modulating Refrigerant reheat valve for close control of humidity Reverse cycle operation PLC controls incl all sensor and room interface - incl Normal and after hours mode Filter/mixing section in G4 panel and F7 Deep bed filters Custom construction to suit existing plant room size Remote Condenser with - choice of Horizontal or vertical discharge Full Day Onsite Commissioning Assistance including Travel Integrated Condensate tray fro future provision of Humidifier | PCU-N-D 5 | 1 | -1 | 2019-11-30 | 2019-12-18 | 1 | 0 | 34650 |  | QLD
17330-01-01 | L&H Group | Alphapharm Pilot HVAC | PCU-S-LD 15 | DEHUM | AHU-P2 Low Dewpoint Precise Control Unit 1500 L/s Options included: EC plug fans - c/w constant airflow control Dual Refrigerant Circuit Counterflow Sensible Plate Heat Exchanger Remote Condenser BLDC Inverter Compressors - 1 circuit reverse cycle Modulating Reheat Coil Air Change Climasync Controls (Modbus Interface) Service lights to Fan, Coil, Filter section Incl Mixing section complete with G4 Panel and F7 Deep Bed filters (incl DP sensor) Indicative Indoor Unit Dimensions - 4000 x 2100 x 2000 H Designed for Single Side Access | Low Dewpoint Precise Control Unit 1500 L/s | 1 | -1 | 2019-12-06 | 2020-01-17 | 1 | 0 | 70000 |  | QLD
17330-02-01 | L&H Group | Alphapharm Pilot HVAC | REMOTE CONDENSER | RTP | Remote Condensing Unit 76kW to match PCU-S-LD 15 Options included: • Dual Stages • EC Axial Fans | Remote Condensing Unit | 1 | -1 | 2019-12-06 | 2020-01-17 | 1 | 0 | 15000 |  | QLD
17337-01-01 | Cartel HVAC Services | Wonco Lavarack Barracks - ACL Replacement | ACL60RCRTP | RTP | 60 kW Rooftop Packaged Unit with Dual Stage Heating and Cooling Unit Includes: - 75% Total efficiency Enthalpy heat Exchanger - Double-skinned 50mm PIR Sandwich Panel Cabinet - Corrosion Treated Coils - EC Plug Fans c/w proprietary air volume controllers - Modulating Return Air Bypass Dampers. Includes dampers and actuators (non-spring return type) - Hot Gas Reheat Coil - Functionality wired to a terminal strip for control by others - Freight to Townsville | 60 kW Rooftop Packaged Unit | 1 | -1 | 2019-12-13 | 2020-01-20 | 1 | 0 | 50770 |  | QLD
17393-01-01 | Elite Mechanical Solutions (Vic) Pty Ltd | RMIT Building 8.9 Refurb | ERV6000 | ERVCO | HRU-8-9-1 6000 l/s Energy Recovery Ventilator Unit Included Option(s): EC Plug fans, HHW and CHW coils, Sensible Only Heat Exchangers SA : 5800 l/s OA : 5800 l/s RA : 4650 l/s | 6000 l/s Energy Recovery Ventilator Unit | 1 | -1 | 2019-12-17 | 2019-12-09 | 1 | 0 | 64270 |  | VIC
17349-01-01 | Noppen Air Pty Ltd | Prairiewood Leisure Centre | ERV7000-TALL | ERVCO | Energy Recovery Ventilator 7000 L/s Tall Unit includes: 1. Sensible only air-air heat exchanger. 2. EC plug fans. 3. CHW coil. 4. HHW coil. 5. Corrosion resistance treatment for pool application. | Energy Recovery Ventilator 7000 L/s | 1 | -1 | 2019-12-18 | 2019-12-19 | 1 | 0 | 66400 |  | NSW
17349-01-02 | Noppen Air Pty Ltd | Prairiewood Leisure Centre | ERV7000-TALL | ERVCO | Energy Recovery Ventilator 7000 L/s Tall Unit includes: 1. Sensible only air-air heat exchanger. 2. EC plug fans. 3. CHW coil. 4. HHW coil. 5. Corrosion resistance treatment for pool application. | Energy Recovery Ventilator 7000 L/s | 1 | -1 | 2019-12-18 | 2019-12-19 | 1 | 0 | 66400 |  | NSW
17338-01-01 | Elite Heating & Cooling | Cirrus Apartments Pool | ACPP1000 | PP | 1000 l/s PoolPac Unit with Single Stage Heating and Cooling with EC plug fans. SA : 1000 l/s OA : 1000 l/s RA : 1000 l/s | 1000 l/s PoolPac Unit | 1 | -1 | 2019-12-18 | 2020-01-06 | 1 | 0 | 24170 |  | NSW | AFS TO MANUFACTURE CASING WITH COILS - ELEC AND REFRIG BY ACA
17334-01-01 | Paul Taylor Air Conditioning Pty Ltd | BUPA Sutherland Credit form sent on 03/10 | ACPP1000 | PP | 1000 l/s PoolPac Unit with Single Stage Heating and Cooling SA : 1000 l/s OA : 1000 l/s RA : 1000 l/s | 1000 l/s PoolPac Unit | 1 | -1 | 2019-12-19 | 2020-01-08 | 1 | 0 | 22977 |  | NSW | AFS TO MANUFACTURE CASING WITH COILS - ELEC AND REFRIG BY ACA
17365-01-01 | Aircom Air Conditioning Services | Department Of Defence Gaza Ridge Barracks- Bandiana Sth | ACS23RCRTP-EC | RTP | PAC-421-1 23 kW Rooftop Packaged Unit with Single Stage Heating and Cooling Included Option(s) : Economy Cycle, Return Air By-pass, EC Plug fans, VSD Compressor, External Controls. SA : 1100 l/s OA : 1100 l/s RA : 1100 l/s | 23 kW Rooftop Packaged Unit With Economy Cycle | 1 | -1 | 2019-12-19 | 2020-01-20 | 1 | 0 | 35300 |  | VIC
17387-01-01 | Industrial Air (SA) Pty Ltd | Horizon Power Port Hedland | ACDHUM2-D | DEHUM |  | ACDHUM2-D | 1 | -1 | 2019-12-20 | 2020-01-28 | 1 | 0 | 52861 |  | INDWA | **NEEDS TO BE SHRINKWRAPPED FOR TRANSIT**
17234-01-01 | Daikin - PNG | Lae Hospital Refurbishment | SMA-70 CU |  | 47 kW Split Ducted Preconditioner Brushless DC Inverter Compressor PLC Controller - LLI to BMS EC Axial Condenser Fan 3 Speed Evaporator fan - 250 Pa External Static Pressure 50 mm PU Panel Indoor Unit Blue Fin coating to evaporator, Black Fin coating to Condenser | Split Make-up Air Unit - Nominal 700 l/s | 3 | -1 | 2020-01-03 | 2020-02-04 | 0 | -1 | 19240 | 2020-02-11 | QLD | PROGRAMMING AND TESTING
17378-01-01 | Industrial Air (SA) Pty Ltd | Osborne Naval Shipyard Building 19 | ACL96RCRTP | RTP | 96 kW Rooftop Packaged Unit with Dual Stage Heating and Cooling SA : 4200 l/s OA : 4200 l/s RA : 4200 l/s | 96 kW Rooftop Packaged Unit | 1 | -1 | 2020-01-10 | 2020-03-09 | 1 | 0 | 88750 |  | INDSA
17378-02-01 | Industrial Air (SA) Pty Ltd | Osborne Naval Shipyard Building 19 | ACL125RCRTP | RTP | 125 kW Rooftop Packaged Unit with Dual Stage Heating and Cooling SA : 5000 l/s OA : 5000 l/s RA : 5000 l/s | 125 kW Rooftop Packaged Unit | 1 | -1 | 2020-01-10 | 2020-02-06 | 1 | 0 | 94741 |  | INDSA
17438-01-01 | Industrial Air (SA) Pty Ltd | Heritage House Darwin | ACDHUM4-D | DEHUM |  | ACDHUM4-D | 1 | -1 | 2020-01-10 | 2020-01-31 | 1 | 0 | 69390 |  | INDNT
17333-01-01 | Baratech Pty Ltd | Catholic Health Care McQuoin Park | ACPP2000 | PP | PAC-E-B.01 2000 l/s PoolPac Unit with Dual Stage Heating and Cooling, PLC with built-in mini HMI (BACnet for HLI available)and EC plug fans. Options included: 1 RA temp sensor. Special programming. SA : 2000 l/s OA : 2000 l/s RA : 2200 l/s | 2000 l/s PoolPac Unit | 1 | -1 | 2020-01-10 | 2020-01-15 | 1 | 0 | 42030 |  | NSW
17353-01-01 | Dewpoint Air & Energy Pty Ltd | Ashfield Aquatic Centre 1 X ACPP6500 | ACPP6500 | PP | OA-SA:5850l/s RA-EA:6500l/s ClimaSync Control System (temp & humidity sensor, HMI & HLI) | 6500 l/s PoolPac Unit | 1 | -1 | 2020-01-13 | 2020-02-13 | 1 | 0 | 83680 |  | NSW
17354-01-01 | Summit Industrial Chillers Pty Ltd | WJ Pratt Chiller | SIC-EST-9-5-27 |  | 9kW Water Cooled Chilelr at 5Deg C water supply at 27 Deg C condenser inlet pool water | 9kW Water Cooled Chiller at 5 Deg Water | 1 | -1 | 2020-01-17 | 2020-02-27 | 1 | 0 | 10000 |  | NSW
17351-01-01 | Mr Cool Airconditioning Pty Ltd | IMB HQ - FIT OUT 47 BURELLI ST, WOLLONGONG Charged 900.00 + GST for standalone control | ACS20RCRTP-EC | RTP | Inclusions: 1. Economy cycle 2. CO2 control | 20 kW Rooftop Packaged Unit With Economy Cycle | 1 | -1 | 2020-01-20 | 2020-01-31 | 1 | 0 | 33990 |  | NSW | 05/02 SHIP TO ARR IN WOLLONGONG 13/02 7AM
17300-01-01 | Capricorn - SOLUTIONS IN AIR MOVEMENT 2 PTY LTD | Kowanyama Airport | SMA-30 CU | PCU | PCOA: 1 off SMA30 300 l/s Split ducted preconditioning unit Unit includes: - Fan Coil Unit with Integrated Precooling and reheat - 3 speed fan (200 Pa ESP) - Double SKin 50 mm PU Panel Construction - Condensing Unit with Inverter Compressor and EC Axial Fan - PLC Controller to maintain constant SA temp (DB/WB) - Single Phase Pricing ex-works Sydney Lead time is estimated at 13 weeks - ex works Sydney - call to confirm prior to order | Split Make-up Air Unit - Nominal 300 l/s | 1 | -1 | 2020-01-24 | 2020-02-12 | 0 | -1 | 15850 | 2020-02-18 | QLD | PROGRAMMING AND TESTING
17426-02-01 | AE Smith & Son (NQ) Pty Ltd | Gladstone Airport | PCU-N-D 40 | RTP | AC-1 Nominal 4000 l/s version - inclusions per PCU-N-D 30 | PCU-N-D 40 | 1 | -1 | 2020-01-31 | 2020-03-03 | 1 | 0 | 71000 |  | QLD
17426-01-03 | AE Smith & Son (NQ) Pty Ltd | Gladstone Airport | PCU-N-D 30 | RTP | AC-2, 3, 4, 11, 12 Nominal 3000 l/s Custom Build DX Packaged Unit Complete with - Galvanised Channel Base Frame - Double Skin PIR Sandwich Panel Cabinet - EC Plug Indoor Fan - c/w Proprietary air volume control - EC Axial Condenser fans - HP/LP control and derating under high ambient - Epoxy Coated OA Precon and Main Evaporator Coil - (>10000 hours salt spray, temp rating to 120 deg etc) - Brushless DC Inverter Compressors - Filter/Mixing Section including OA, RA, Economy Dampers and actuators (non-spring return type) and Deep Bed Filters - Proprietary Climasync Controls complete with Room Dewpoint Control and Bacnet RS485 Interface - Minimum 2 Days Commissioning Assistance | PCU-N-D 30 | 1 | -1 | 2020-01-31 | 2020-02-21 | 1 | 0 | 66500 |  | QLD
17426-01-01 | AE Smith & Son (NQ) Pty Ltd | Gladstone Airport | PCU-N-D 30 | RTP | AC-2, 3, 4, 11, 12 Nominal 3000 l/s Custom Build DX Packaged Unit Complete with - Galvanised Channel Base Frame - Double Skin PIR Sandwich Panel Cabinet - EC Plug Indoor Fan - c/w Proprietary air volume control - EC Axial Condenser fans - HP/LP control and derating under high ambient - Epoxy Coated OA Precon and Main Evaporator Coil - (>10000 hours salt spray, temp rating to 120 deg etc) - Brushless DC Inverter Compressors - Filter/Mixing Section including OA, RA, Economy Dampers and actuators (non-spring return type) and Deep Bed Filters - Proprietary Climasync Controls complete with Room Dewpoint Control and Bacnet RS485 Interface - Minimum 2 Days Commissioning Assistance | PCU-N-D 30 | 1 | -1 | 2020-01-31 | 2020-02-20 | 1 | 0 | 66500 |  | QLD
17426-01-02 | AE Smith & Son (NQ) Pty Ltd | Gladstone Airport | PCU-N-D 30 | RTP | AC-2, 3, 4, 11, 12 Nominal 3000 l/s Custom Build DX Packaged Unit Complete with - Galvanised Channel Base Frame - Double Skin PIR Sandwich Panel Cabinet - EC Plug Indoor Fan - c/w Proprietary air volume control - EC Axial Condenser fans - HP/LP control and derating under high ambient - Epoxy Coated OA Precon and Main Evaporator Coil - (>10000 hours salt spray, temp rating to 120 deg etc) - Brushless DC Inverter Compressors - Filter/Mixing Section including OA, RA, Economy Dampers and actuators (non-spring return type) and Deep Bed Filters - Proprietary Climasync Controls complete with Room Dewpoint Control and Bacnet RS485 Interface - Minimum 2 Days Commissioning Assistance | PCU-N-D 30 | 1 | -1 | 2020-01-31 | 2020-02-20 | 1 | 0 | 66500 |  | QLD
17426-01-04 | AE Smith & Son (NQ) Pty Ltd | Gladstone Airport | PCU-N-D 30 | RTP | AC-2, 3, 4, 11, 12 Nominal 3000 l/s Custom Build DX Packaged Unit Complete with - Galvanised Channel Base Frame - Double Skin PIR Sandwich Panel Cabinet - EC Plug Indoor Fan - c/w Proprietary air volume control - EC Axial Condenser fans - HP/LP control and derating under high ambient - Epoxy Coated OA Precon and Main Evaporator Coil - (>10000 hours salt spray, temp rating to 120 deg etc) - Brushless DC Inverter Compressors - Filter/Mixing Section including OA, RA, Economy Dampers and actuators (non-spring return type) and Deep Bed Filters - Proprietary Climasync Controls complete with Room Dewpoint Control and Bacnet RS485 Interface - Minimum 2 Days Commissioning Assistance | PCU-N-D 30 | 1 | -1 | 2020-01-31 | 2020-02-25 | 1 | 0 | 66500 |  | QLD
17426-01-05 | AE Smith & Son (NQ) Pty Ltd | Gladstone Airport | PCU-N-D 30 | RTP | AC-2, 3, 4, 11, 12 Nominal 3000 l/s Custom Build DX Packaged Unit Complete with - Galvanised Channel Base Frame - Double Skin PIR Sandwich Panel Cabinet - EC Plug Indoor Fan - c/w Proprietary air volume control - EC Axial Condenser fans - HP/LP control and derating under high ambient - Epoxy Coated OA Precon and Main Evaporator Coil - (>10000 hours salt spray, temp rating to 120 deg etc) - Brushless DC Inverter Compressors - Filter/Mixing Section including OA, RA, Economy Dampers and actuators (non-spring return type) and Deep Bed Filters - Proprietary Climasync Controls complete with Room Dewpoint Control and Bacnet RS485 Interface - Minimum 2 Days Commissioning Assistance | PCU-N-D 30 | 1 | -1 | 2020-01-31 | 2020-02-25 | 1 | 0 | 66500 |  | QLD
17327-01-01 | Genesis Air Services Pty Limited | ALS Lab Brisbane | SMA-90 CU | PCU |  | Split Make-up Air Unit - Nominal 900 l/s | 1 | -1 | 2020-02-07 | 2020-02-17 | 0 | -1 | 20420 | 2020-08-26 | QLD | PROGRAMMING AND TESTING
17416-01-01 | Capricorn - SOLUTIONS IN AIR MOVEMENT 2 PTY LTD | Land 200 Tranche 2 - Lavarack Barracks | ACS23RCRTP | RTP | PAC-G2725-1 and PAC-G2725-2: 2 off 23 kW Rooftop Packaged Unit with Single Stage Heating and Cooling Units include: - 75% Efficient Enthalpy Counter-flow Plate Heat Exchanger - Double-skinned 50mm PIR Sandwich Panel Cabinet - weatherproof - Corrosion Treated Coils - EC Plug Fans c/w proprietary air volume controllers - Economy Cycle (includes dampers and actuators) - Bypass Dampers - Can be utilised for pull-down cycle or CO2 control. (includes dampers and actuators) - BLDC Inverter Compressor - Proprietary factory tested controls package including: - BACnet HLI (unit enable required by others) - SA temp/humidity sensor (unit or duct mounted) - OA temp/humidity sensor (unit mounted) - Room temp sensor (installed by mech. trade) - CO2 sensor (unit or duct mounted) - Manufacturers Commissioning Assistance (including travel and accom) - Freight to Townsville (one delivery) | 23 kW Rooftop Packaged Unit | 1 | -1 | 2020-02-07 | 2020-02-06 | 1 | 0 | 34200 |  | QLD
17416-01-02 | Capricorn - SOLUTIONS IN AIR MOVEMENT 2 PTY LTD | Land 200 Tranche 2 - Lavarack Barracks | ACS23RCRTP | RTP | PAC-G2725-1 and PAC-G2725-2: 2 off 23 kW Rooftop Packaged Unit with Single Stage Heating and Cooling Units include: - 75% Efficient Enthalpy Counter-flow Plate Heat Exchanger - Double-skinned 50mm PIR Sandwich Panel Cabinet - weatherproof - Corrosion Treated Coils - EC Plug Fans c/w proprietary air volume controllers - Economy Cycle (includes dampers and actuators) - Bypass Dampers - Can be utilised for pull-down cycle or CO2 control. (includes dampers and actuators) - BLDC Inverter Compressor - Proprietary factory tested controls package including: - BACnet HLI (unit enable required by others) - SA temp/humidity sensor (unit or duct mounted) - OA temp/humidity sensor (unit mounted) - Room temp sensor (installed by mech. trade) - CO2 sensor (unit or duct mounted) - Manufacturers Commissioning Assistance (including travel and accom) - Freight to Townsville (one delivery) | 23 kW Rooftop Packaged Unit | 1 | -1 | 2020-02-07 | 2020-02-06 | 1 | 0 | 34200 |  | QLD
17531-02-02 | IdealAir MAJOR AIR PTY LTD | Incat Hull 094 | ERV1500-ECP | ERVCO | NS-094472 ERV1500-ECP-FILTER-SC-HTM Custom ERV unit c/w CPGs, filter plenum, weather proof intake/exhaust and underside SA and RA grilles. Designed to be on the deck of an INCAT boat. | 1500 l/s ERV Unit with EC Plug Fan | 1 | -1 | 2020-02-10 | 2020-02-27 | 1 | 0 | 10900 |  | VIC
17531-02-01 | IdealAir MAJOR AIR PTY LTD | Incat Hull 094 | ERV1500-ECP | ERVCO | NS-094472 ERV1500-ECP-FILTER-SC-HTM Custom ERV unit c/w CPGs, filter plenum, weather proof intake/exhaust and underside SA and RA grilles. Designed to be on the deck of an INCAT boat. | 1500 l/s ERV Unit with EC Plug Fan | 1 | -1 | 2020-02-10 | 2020-02-27 | 1 | 0 | 10900 |  | VIC
17459-01-01 | Precise Air Group P/L | Redland Art Gallery | PCU-N-LD 5 | DEHUM | AC-LG-1: 1 off PCU-N-LD 5 500 l/s Humidity control unit with duty/standby operation Unit includes: - Double-skinned 50mm PIR Sandwich Panel Cabinet - weatherproof - 2 off BLDC compressors (duty & standby) - Dual circuit Corrosion treated evaporator coil (duty and standby) - 1 off Corrosion treated Reheat coils (duty & standby) + Integrated Electric Heater - 2 off EC plug supply fans with backdraft dampers (duty & standby) - 2 off EC axial condenser fans (duty & standby) - Proprietary ClimaSync control system including: - Room temp/humidity sensor and unit HMI (unit enable required by others) - Internal temp sensors as required for cooling/heating/dehumidification control - BACnet HLI - Filter/mixing section including G4 Panel + F5 bag filters (excludes dampers) - Stainless steel drain trays - Half day manufacturers commissioning assistance Exclusions - Duty/Standby not for Controls - Acoustic hoods for compressors | Low Dewpoint Precise Control Unit 1000 L/s | 1 | -1 | 2020-02-17 | 2020-03-11 | 1 | 0 | 52000 |  | QLD
17487-01-01 | HVAC Australia Pty Ltd | Caltex Laboratory Lytton | ACDHUM6-D | DEHUM | 183 kW Outside Air Preconditioner - Galvanised Channel Base Frame - Double Skin PIR Sandwich Panel Cabinet - colorbond finish - Dual VSD compressors - infinite capacity control - 21-183 kW - (turndown performance TBC) - EC Plug fans - controlled on room pressure (TBC) - EC Axial Condenser fans - HP controlled (also LP controlled if Heating mode requried) - Proprietary Counterflow Plate Heat Exchanger for efficient pre-cooling and reheat - Proprietary ClimaSync PLC Controls with Touchscreen HMI - Proprietary F5 Deep Bed + G4 Panel filters (filter Spec can be upgraded if required) - Stainless Steel Condensate Tray and Fixings - Commissioning Assistance - additional labour allowance required if Induction is necessary | ACDHUM6-D | 1 | -1 | 2020-02-21 | 2020-03-06 | 1 | 0 | 108000 |  | QLD
17474-01-01 | Two Watt Electrical | Department of Defence- Gaza Ridge Barracks - Puckapunyal | ACS27RCRTP-EC | RTP | 27 kW Rooftop Packaged Unit with Single Stage Heating and Cooling Option(s) : Economy Cycle, Return Air-By pass, EC Plug fans, VSD Compressor, Factory Programmed PLC coming with all sensors (No HMI) and HLI (Std. Modbus) SA : 1200 l/s OA : 1200 l/s RA : 1200 l/s | 27 kW Rooftop Packaged Unit With Economy Cycle | 1 | -1 | 2020-02-24 | 2020-03-13 | 1 | 0 | 37000 |  | VIC
17474-01-02 | Two Watt Electrical | Department of Defence- Gaza Ridge Barracks - Puckapunyal | ACS27RCRTP-EC | RTP | 27 kW Rooftop Packaged Unit with Single Stage Heating and Cooling Option(s) : Economy Cycle, Return Air-By pass, EC Plug fans, VSD Compressor, Factory Programmed PLC coming with all sensors (No HMI) and HLI (Std. Modbus) SA : 1200 l/s OA : 1200 l/s RA : 1200 l/s | 27 kW Rooftop Packaged Unit With Economy Cycle | 1 | -1 | 2020-02-24 | 2020-03-13 | 1 | 0 | 37000 |  | VIC
17523-01-01 | Summit Industrial Chillers Pty Ltd | Southern Oil | SIC-EST-150-5-46 | SIC | 150kW Chiller at 5 Deg C water at 46 Deg C air - UVR:Over/under/phase Std - MII: Main incoming isolator - HGBP: Hot gas bypass for low load operation Auto Lead Lag - LUV: Protective grille condenser wire fin guard top - IP55: IP55 control panel - ISO: Isolation valves compressor(s) Suction, Discharge & VI - Water flow switch poin - IP67 LED green light to indicate the chiller running mounted on front door - IP67 LED red light to indicate a fault mount on front door - Voltage free contact for customer to connect remotely to remote start / stop - HCC: Heresite coil coating - Micro vision controller - 400V / 3Ph / 50 Hz - Emergency stop button - Australian wiring colours - Water Flow Switch: CS Marking | 150kW Chiller at 5 Deg C water at 46 Deg C air | 2 | -1 | 2020-03-25 | 2020-03-23 | 2 | 0 | 21771 |  | SIC
17529-01-04 | ARA Mechanical Services | Ryde Aquatic Centre Replacement Systems | ACPP5000 | PP | 5000 l/s PoolPac Unit with Dual Stage Heating and Cooling SA : 5000 l/s OA : 5000 l/s RA : 5000 l/s | 5000 l/s PoolPac Unit | 1 | -1 | 2020-03-26 | 2020-03-25 | 1 | 0 | 73750 |  | NSW
17529-01-03 | ARA Mechanical Services | Ryde Aquatic Centre Replacement Systems | ACPP5000 | PP | 5000 l/s PoolPac Unit with Dual Stage Heating and Cooling SA : 5000 l/s OA : 5000 l/s RA : 5000 l/s | 5000 l/s PoolPac Unit | 1 | -1 | 2020-03-26 | 2020-03-18 | 1 | 0 | 73750 |  | NSW
17529-01-02 | ARA Mechanical Services | Ryde Aquatic Centre Replacement Systems | ACPP5000 | PP | 5000 l/s PoolPac Unit with Dual Stage Heating and Cooling SA : 5000 l/s OA : 5000 l/s RA : 5000 l/s | 5000 l/s PoolPac Unit | 1 | -1 | 2020-03-26 | 2020-03-19 | 1 | 0 | 73750 |  | NSW
17529-01-01 | ARA Mechanical Services | Ryde Aquatic Centre Replacement Systems | ACPP5000 | PP | 5000 l/s PoolPac Unit with Dual Stage Heating and Cooling SA : 5000 l/s OA : 5000 l/s RA : 5000 l/s | 5000 l/s PoolPac Unit | 1 | -1 | 2020-03-26 | 2020-03-23 | 1 | 0 | 73750 |  | NSW
17435-01-01 | AE Smith & Son (NQ) Pty Ltd | Esplanade Cairns Hotel | ACDHUM3-D | DEHUM | 2100 L/s DX Preconditioner Unit includes: - Dual Brushless DC Inverter Compressors (Cooling Only) - 80% efficient sensible-only heat exchanger - Double-skinned 50mm PIR sandwich panel cabinet - Weatherproof - Stainless Steel drain trays - Corrosion treated coils (epoxy) - Packaged condenser - EC plug fans - c/w Supply air volume controller integrated with PLC (>400 Pa ESP) - Factory controls - BACnet RS485 Interface - G4 panel + F5 Deep bed filters - OA cowl required by Mech Trade - Half Day Commissioning Assistance including Travel | ACDHUM3-D | 1 | -1 | 2020-03-27 | 2020-03-25 | 1 | 0 | 61950 |  | QLD
17612-01-01 | Industrial Air (SA) Pty Ltd | Lakelands Country Clubhouse | ERV2000 | ERVCO | 2000 l/s Energy Recovery Ventilator Unit SA : 2000 l/s OA : 2000 l/s RA : 2000 l/s | 2000 l/s Energy Recovery Ventilator Unit | 1 | -1 | 2020-03-31 | 2020-03-25 | 1 | 0 | 15519 |  | INDWA | 22/04 SHIP 1ST WEEK OF MAY
17564-01-01 | Industrial Air (SA) Pty Ltd | Solenis | ACS27RCRTP | RTP | 27 kW Rooftop Packaged Unit with Single Stage Heating and Cooling SA : 1200 l/s OA : 1200 l/s RA : 1200 l/s | 27 kW Rooftop Packaged Unit | 1 | -1 | 2020-03-31 | 2020-03-27 | 1 | 0 | 25500 |  | INDWA
17516-01-01 | Benmax Engineering & Maintainence Services Pty Ltd | King street Stage 2 ACPP6500 replacement | ACPP6500 | PP | 6500 l/s PoolPac Unit with Dual Stage Heating and Cooling INVERTER COMPRESSOR | 6500 l/s PoolPac Unit | 1 | -1 | 2020-04-09 | 2020-04-08 | 1 | 0 | 90365 |  | NSW
17533-01-01 | Climax Air Conditioning | Shoalhaven Arts Gallery | PCU-E-LD 20 | DEHUM |  | Low Dewpoint Precise Control Unit 1000 L/s | 1 | -1 | 2020-04-14 | 2020-04-14 | 1 | 0 | 64000 |  | NSW
17533-01-02 | Climax Air Conditioning | Shoalhaven Arts Gallery | PCU-E-LD 20 | DEHUM |  | Low Dewpoint Precise Control Unit 1000 L/s | 1 | -1 | 2020-04-14 | 2020-04-14 | 1 | 0 | 64000 |  | NSW
17494-01-01 | Summit Industrial Chillers Pty Ltd | Rapid Plas Chiller | ACDS050AUGS C/W PUMP AN HX |  |  | ACDS050AUGS C/W PUMP AN HX | 1 | -1 | 2020-04-20 | 2020-04-24 | 1 | 0 | 47000 |  | SIC
17377-01-02 | Teece Airconditioning | TSS Annand Theatre | ACL125RCRTP | RTP | AHU-HX-Z2 and Z3: 2 off ACL125RCRTP 125 kW Rooftop Packaged Unit with Inverter Compressors and Reverse Cycle Unit includes: - 75% Total efficiency Enthalpy heat Exchanger - Double-skinned 50mm PIR Sandwich Panel Cabinet - Corrosion Treated Coils (Epoxy) - EC Plug Fans c/w proprietary air volume controllers - Inverted airflow arrangement (SA/RA top and OA/EA bottom) - Modulating Economy Cycle (includes dampers and actuators) - Bypass Dampers - Can be utilised for pull-down cycle or CO2 control. Includes dampers and actuators (non-spring return type) - Dual VSD compressors with acoustic sleeves - Hot Gas Reheat Coil - staged control - Proprietary factory controls system with BACnet RS485 Interface including: - Sensors/thermostats etc supplied loose for site installation - Manufacturers Commissioning Assistance ERV-FES: 1 off ERV-IC 900-ECP-FILTER 900 L/s In Ceiling Energy Recovery Ventilator Unit includes: - 75% total efficiency Enthalpy heat Exchanger - EC Plug Supply and Exhaust Fans - Built-In G4 panel filters - FIS Brisbane/Gold Coast via seperate delivery CO2 sensor and Control by BMS | 125 kW Rooftop Packaged Unit | 1 | -1 | 2020-04-20 | 2020-04-30 | 1 | 0 | 91855 |  | QLD
17377-03-01 | Teece Airconditioning | TSS Annand Theatre | ACL96RCRTP-EC | RTP | AHU-HX-Z1 1 off ACL96 96 kW Rooftop Packaged Unit with Inverter Compressors and Reverse Cycle Unit includes: - 75% Total efficiency Enthalpy heat Exchanger - Double-skinned 50mm PIR Sandwich Panel Cabinet - Corrosion Treated Coils (Epoxy) - EC Plug Fans c/w proprietary air volume controllers - Inverted airflow arrangement (SA/RA top and OA/EA bottom) - Modulating Economy Cycle (includes dampers and actuators) - Bypass Dampers - Can be utilised for pull-down cycle or CO2 control. Includes dampers and actuators (non-spring return type) - Dual VSD compressors with acoustic sleeves - Hot Gas Reheat Coil - staged control - Proprietary factory controls system with BACnet RS485 Interface including: - Sensors/thermostats etc supplied loose for site installation - Manufacturers Commissioning Assistance | 96 kW Rooftop Packaged Unit With Economy Cycle | 1 | -1 | 2020-04-20 | 2020-04-30 | 1 | 0 | 77500 |  | QLD
17377-01-01 | Teece Airconditioning | TSS Annand Theatre | ACL125RCRTP | RTP | AHU-HX-Z2 and Z3: 2 off ACL125RCRTP 125 kW Rooftop Packaged Unit with Inverter Compressors and Reverse Cycle Unit includes: - 75% Total efficiency Enthalpy heat Exchanger - Double-skinned 50mm PIR Sandwich Panel Cabinet - Corrosion Treated Coils (Epoxy) - EC Plug Fans c/w proprietary air volume controllers - Inverted airflow arrangement (SA/RA top and OA/EA bottom) - Modulating Economy Cycle (includes dampers and actuators) - Bypass Dampers - Can be utilised for pull-down cycle or CO2 control. Includes dampers and actuators (non-spring return type) - Dual VSD compressors with acoustic sleeves - Hot Gas Reheat Coil - staged control - Proprietary factory controls system with BACnet RS485 Interface including: - Sensors/thermostats etc supplied loose for site installation - Manufacturers Commissioning Assistance ERV-FES: 1 off ERV-IC 900-ECP-FILTER 900 L/s In Ceiling Energy Recovery Ventilator Unit includes: - 75% total efficiency Enthalpy heat Exchanger - EC Plug Supply and Exhaust Fans - Built-In G4 panel filters - FIS Brisbane/Gold Coast via seperate delivery CO2 sensor and Control by BMS | 125 kW Rooftop Packaged Unit | 1 | -1 | 2020-04-20 | 2020-05-01 | 1 | 0 | 91855 |  | QLD
17563-01-01 | Chill Rite | Dubbo Hydro Therapy Pool | ACPP2300 | PP | 2300 l/s PoolPac Unit with Dual Stage Heating and Cooling SA : 2300 l/s OA : 2300 l/s RA : 2300 l/s | 2300 l/s PoolPac Unit | 1 | -1 | 2020-04-20 | 2020-04-22 | 1 | 0 | 49565 |  | NSW | PROMISED TO BE ONSITE BY 24/04
17594-01-01 | Industrial Air (SA) Pty Ltd | BHP South Flank OHP3 Shutdown Facility | PCU-N-D 40 | RTP |  | PCU-N-D 40 | 1 | -1 | 2020-04-21 | 2020-04-20 | 1 | 0 | 82420 |  | INDWA | SHIP & INVOICE FIRST WEEK OF MAY, NOW WANTED END JUNE
17420-02-01 | Croft Contracting Pty Ltd | Victoria Pride Centre | ACS32RCRTP-EC | RTP | AHU-M-01 32 kW Rooftop Packaged Unit with Single Stage Heating and Cooling Option(s) : Economy Cycle, EC Plug fans, VSDCompressor SA : 1400 l/s OA : 1400 l/s RA : 1400 l/s | 32 kW Rooftop Packaged Unit With Economy Cycle | 1 | -1 | 2020-04-22 | 2020-04-17 | 1 | 0 | 40805 |  | VIC | 06/05 CUST TO SUPPLY DELIVERY DETAILS
17614-03-01 | Industrial Air (SA) Pty Ltd | Ellenbrook High School | ACL60RCRTP | RTP | 60 kW Rooftop Packaged Unit with Dual Stage Heating and Cooling SA : 2700 l/s OA : 2700 l/s RA : 2700 l/s | 60 kW Rooftop Packaged Unit | 1 | -1 | 2020-04-24 | 2020-04-30 | 1 | 0 | 58640 |  | INDWA | 25/05 MAY INVOICE, NORTHLINE PICK UP 1ST JUNE
17614-05-01 | Industrial Air (SA) Pty Ltd | Ellenbrook High School | ACL45RCRTP | RTP | 45 kW Rooftop Packaged Unit with Dual Stage Heating and Cooling SA : 2000 l/s OA : 2000 l/s RA : 2000 l/s | 45 kW Rooftop Packaged Unit | 1 | -1 | 2020-04-24 | 2020-05-04 | 1 | 0 | 49482 |  | INDWA | 25/05 MAY INVOICE, NORTHLINE PICK UP 1ST JUNE
17614-04-01 | Industrial Air (SA) Pty Ltd | Ellenbrook High School | ACS32RCRTP | RTP | 32 kW Rooftop Packaged Unit with Single Stage Heating and Cooling SA : 1400 l/s OA : 1400 l/s RA : 1400 l/s | 32 kW Rooftop Packaged Unit | 1 | -1 | 2020-04-24 | 2020-04-30 | 1 | 0 | 44692 |  | INDWA | 25/05 MAY INVOICE, NORTHLINE PICK UP 1ST JUNE
17556-01-01 | Renown Services | Monash Electra Centre | ACS27RCRTP-EC | RTP | PAC-01 27 kW Rooftop Packaged Unit with Variable Heating and Cooling, EC Plug Fans, Advanced Stand Alone Controls, BLDC Inverter Compressors, Integrated Economy Cycle, Modulating RABP and 80% Effective Sensible Only Counterflow Non Metallic Heat Exchanger. SA : 1400 l/s @ 500Pa ESP OA : 1400 l/s RA : 1400 l/s @ 450Pa ESP | 27 kW Rooftop Packaged Unit With Economy Cycle | 1 | -1 | 2020-04-27 | 2020-05-06 | 1 | 0 | 42200 |  | VIC | 04/05 UNIT WANTED IN 2 WEEKS
17556-02-01 | Renown Services | Monash Electra Centre | ACL60RCRTP | RTP | PAC-02 60 kW Rooftop Packaged Unit with Variable Heating and Cooling, EC Plug Fans, Advanced Stand Alone Controls, BLDC Inverter Compressors, Modulating RABP and 80% Effective Sensible Only Counterflow Non Metallic Heat Exchanger. SA : 2900 l/s @ 500Pa ESP OA : 2900 l/s RA : 2900 l/s @ 450Pa ESP | 60 kW Rooftop Packaged Unit | 1 | -1 | 2020-04-27 | 2020-05-08 | 1 | 0 | 54354 |  | VIC
17583-01-01 | Cooke Industries | Twilight Road Pool House | ACPP750 | PP | AHU-1: 1 off ACPP750 750 l/s PoolPac Unit with Single Stage Heating and Cooling. Unit Includes: - 80% efficient sensible-only heat exchanger - Powder coated drain tray - Double-skinned 50mm PIR Sandwich Panel Cabinet - Corrosion treated cabinet for pool environment - Corrosion Treated Coils - Corrosion Resistant Ziehl-Abegg EC Plug Fans c/w proprietary air volume controllers - Functionality wired to a terminal strip for control by others | 750 l/s PoolPac Unit | 1 | -1 | 2020-04-30 | 2020-04-17 | 1 | 0 | 20691 |  | QLD
17403-01-01 | D&E Air Conditioning Pty Ltd | 258 City Road - SouthBank (BAFO) | ERV3000 | ERVCO | PAC-08-01 3000 l/s Energy Recovery Ventilator Unit Included Option(s): EC Plug fan, HHW coil, Corrosion Resistant SA : 3000 l/s @ 300Pa ESP OA : 3000 l/s RA : 3000 l/s @ 300Pa ESP | 3000 l/s Energy Recovery Ventilator Unit | 1 | -1 | 2020-05-01 | 2020-05-19 | 1 | 0 | 26098 |  | VIC | 28/05 UNIT WANTED MID JUNE AS PER SCHEDULE SUPPLIED
17480-01-01 | Smooth-Air Products Ltd | Waimakariri Sports Facility | ACS23RCRTP | RTP | AHU1: 1 off ACS23RCRTP 23 kW Rooftop Packaged Unit with Variable Heating and Cooling Unit includes: - 80% efficient sensible-only heat exchanger - Double-skinned 50mm PIR Sandwich Panel Cabinet - weatherproof - Corrosion Treated Coils - BLDC Inverter Compressor - EC Plug Supply and Exhaust Fans c/w proprietary air volume controllers (duct pressure controlled) - Proprietary factory controls package with BACnet HLI including: - 2 off temp only sensors (space mounted by mech. trade) and temp adjustment interface (enable required by BMS) - 1 off outside air temp/humidity sensor (factory mounted) - 1 off supply air temp only sensor (site mounted after electric heater) - Digital and Analogue outputs to control electric heater - Filter/mixing section including G4 Panel and F7 Deep bed filters, filter DP sensors | 23 kW Rooftop Packaged Unit | 1 | -1 | 2020-05-11 | 2020-05-08 | 1 | 0 | 35636 |  | NSW | AFS TO SUPPLY CASING EXCLUDING ELECTRICAL AND REFRIEGRATIONS
17651-01-02 | Air Conditioning Solutions Australia | Holsworthy Barracks | PCU-N-LD 15 | DEHUM | 1. BLDC inverter compressor 2. EC plug fan 3. Electronic expansion valve 4. Reheat coil 5. Head pressure control 6. Integrated advanced control 7. Touch screen controller 8. BMS HLI 9. Bag filter plenum | Low Dewpoint Precise Control Unit 1500 L/s | 1 | -1 | 2020-05-14 | 2020-05-13 | 1 | 0 | 65000 |  | NSW
17651-01-01 | Air Conditioning Solutions Australia | Holsworthy Barracks | PCU-N-LD 15 | DEHUM | 1. BLDC inverter compressor 2. EC plug fan 3. Electronic expansion valve 4. Reheat coil 5. Head pressure control 6. Integrated advanced control 7. Touch screen controller 8. BMS HLI 9. Bag filter plenum | Low Dewpoint Precise Control Unit 1500 L/s | 1 | -1 | 2020-05-14 | 2020-05-14 | 1 | 0 | 65000 |  | NSW
17550-01-01 | Cooke Industries | Selwyn Aquatic Centre Extension | ACPP3200 | PP | AHU5/6/7 Total of Three (3) off Indoor Pool Heat Recovery Air Conditioning Units with Integrated Temp/Humidity Control and Water Heating Nominal Airflow - 2700 l/s Boost Mode Airflow - 3200 l/s Airside System - Galvanised Channel Base Frame - Certified for lifting - 50 mm Double Skin PIR Sandwich Panel Cabinet - FM Approved - Proprietary Counterflow Plate Sensible Only Heat Exchanger - Corrosion Free - 80% Nominal Efficiency - Ziehl-abegg EC Plug Fans - c/w Composite Impellers - Powdercoated Aluminium Condensate Trays - Copper Tube - Aluminium Finned DX Coils - Epoxy Coated - Aluminium Bypass Dampers for Modulation of Fresh Air - Brushless DC Inverter Compressors - 2 per unit (1 off Reverse Cycle for airside Heating/Cooling, 1 for water side heating) - Electronic TX Valves - HP and LP Monitoring/Derating/Switches - Proprietary ClimaSync Controls with Choice of Modbus or Bacnet Interface - Incl Temp Sensors for Supply, Return and Exhaust to estimate HX Efficiency - Integrated Filter Section with 50 mm G4 Panels + 300 mm F7 Deep Bed FIlters on Outside Air and 300 mm G4 Deep Bed FIlters on Return Air (1 Differential Pressure Sensor to each Filter Bank) - 2 Full Days Onsite Commissioning Assistance by Air Change Engineer - 12 Months Remote Monitoring from Commissioning - 0-24 Months Parts ONLY Warranty (add 4% to price) Water Heating - Tube In Tube Refrigerant to Pool Water Heat Exchanger - Internal Bypass and Balancing Valves - Integrated Flow Switch - Integrated entering and leaving temperature monitoring Return Air Non-return air damper is Excluded and is to be provided by Mech trade Water Circulation Pump Excluded | 3200 l/s PoolPac Unit with Water Heating | 1 | -1 | 2020-05-22 | 2020-06-10 | 1 | 0 | 123400 |  | NZ
17684-07-01 | BSA Advanced Property Solutions (Vic) Pty Ltd | HMAS Cerberus- Building Maintenance Works | ACL60RCRTP-EC | RTP | 0458-RTPU-2.1 60 kW Rooftop Packaged Unit with Dual Stage Heating and Cooling Option(s) : Economy Cycle, EC Plug fans, Special Construct SA : 2500 l/s OA : 2500 l/s RA : 2500 l/s | 60 kW Rooftop Packaged Unit With Economy Cycle | 1 | -1 | 2020-05-22 | 2020-06-02 | 1 | 0 | 47650 |  | VIC | ERV550 & 750 DUE FROM AFS EOM
17588-01-01 | Geminair Solutions Pty Ltd | Coogee Synagogue Air Conditioning Upgrade | ACL60RCRTP | RTP | 60 kW Rooftop Packaged Unit with Dual Stage Heating and Cooling -EC plug fan -BLDC inverter compressor -Return air bypass -Automatic CO2 control -Standalone control with touch screen controller | 60 kW Rooftop Packaged Unit | 1 | -1 | 2020-05-22 | 2020-05-12 | 1 | 0 | 52330 |  | NSW | PAID - MUSTE DELIVER TO SITE ON 22/05
17550-01-03 | Cooke Industries | Selwyn Aquatic Centre Extension | ACPP3200 | PP | AHU5/6/7 Total of Three (3) off Indoor Pool Heat Recovery Air Conditioning Units with Integrated Temp/Humidity Control and Water Heating Nominal Airflow - 2700 l/s Boost Mode Airflow - 3200 l/s Airside System - Galvanised Channel Base Frame - Certified for lifting - 50 mm Double Skin PIR Sandwich Panel Cabinet - FM Approved - Proprietary Counterflow Plate Sensible Only Heat Exchanger - Corrosion Free - 80% Nominal Efficiency - Ziehl-abegg EC Plug Fans - c/w Composite Impellers - Powdercoated Aluminium Condensate Trays - Copper Tube - Aluminium Finned DX Coils - Epoxy Coated - Aluminium Bypass Dampers for Modulation of Fresh Air - Brushless DC Inverter Compressors - 2 per unit (1 off Reverse Cycle for airside Heating/Cooling, 1 for water side heating) - Electronic TX Valves - HP and LP Monitoring/Derating/Switches - Proprietary ClimaSync Controls with Choice of Modbus or Bacnet Interface - Incl Temp Sensors for Supply, Return and Exhaust to estimate HX Efficiency - Integrated Filter Section with 50 mm G4 Panels + 300 mm F7 Deep Bed FIlters on Outside Air and 300 mm G4 Deep Bed FIlters on Return Air (1 Differential Pressure Sensor to each Filter Bank) - 2 Full Days Onsite Commissioning Assistance by Air Change Engineer - 12 Months Remote Monitoring from Commissioning - 0-24 Months Parts ONLY Warranty (add 4% to price) Water Heating - Tube In Tube Refrigerant to Pool Water Heat Exchanger - Internal Bypass and Balancing Valves - Integrated Flow Switch - Integrated entering and leaving temperature monitoring Return Air Non-return air damper is Excluded and is to be provided by Mech trade Water Circulation Pump Excluded | 3200 l/s PoolPac Unit with Water Heating | 1 | -1 | 2020-05-22 | 2020-06-10 | 1 | 0 | 123400 |  | NZ
17550-01-02 | Cooke Industries | Selwyn Aquatic Centre Extension | ACPP3200 | PP | AHU5/6/7 Total of Three (3) off Indoor Pool Heat Recovery Air Conditioning Units with Integrated Temp/Humidity Control and Water Heating Nominal Airflow - 2700 l/s Boost Mode Airflow - 3200 l/s Airside System - Galvanised Channel Base Frame - Certified for lifting - 50 mm Double Skin PIR Sandwich Panel Cabinet - FM Approved - Proprietary Counterflow Plate Sensible Only Heat Exchanger - Corrosion Free - 80% Nominal Efficiency - Ziehl-abegg EC Plug Fans - c/w Composite Impellers - Powdercoated Aluminium Condensate Trays - Copper Tube - Aluminium Finned DX Coils - Epoxy Coated - Aluminium Bypass Dampers for Modulation of Fresh Air - Brushless DC Inverter Compressors - 2 per unit (1 off Reverse Cycle for airside Heating/Cooling, 1 for water side heating) - Electronic TX Valves - HP and LP Monitoring/Derating/Switches - Proprietary ClimaSync Controls with Choice of Modbus or Bacnet Interface - Incl Temp Sensors for Supply, Return and Exhaust to estimate HX Efficiency - Integrated Filter Section with 50 mm G4 Panels + 300 mm F7 Deep Bed FIlters on Outside Air and 300 mm G4 Deep Bed FIlters on Return Air (1 Differential Pressure Sensor to each Filter Bank) - 2 Full Days Onsite Commissioning Assistance by Air Change Engineer - 12 Months Remote Monitoring from Commissioning - 0-24 Months Parts ONLY Warranty (add 4% to price) Water Heating - Tube In Tube Refrigerant to Pool Water Heat Exchanger - Internal Bypass and Balancing Valves - Integrated Flow Switch - Integrated entering and leaving temperature monitoring Return Air Non-return air damper is Excluded and is to be provided by Mech trade Water Circulation Pump Excluded | 3200 l/s PoolPac Unit with Water Heating | 1 | -1 | 2020-05-22 | 2020-06-10 | 1 | 0 | 123400 |  | NZ
17678-01-01 | M.R.Services Air Conditioning P/L | Tamworth Public School | ACL125RCRTP-EC | RTP | 125 kW Rooftop Packaged Unit with Dual Stage Heating and Cooling 1. Inverter compressor 2. Enthalpy type HX 3. Economy cycle 4. CO2 mode with CO2 sensor 5. EC plug fan | 125 kW Rooftop Packaged Unit With Economy Cycle | 1 | -1 | 2020-05-25 | 2020-05-21 | 1 | 0 | 86033 |  | NSW
17744-01-01 | Climatech NSW Pty Ltd | Rosemorran House - Wahroonga | ACPP750 | PP | 750 l/s PoolPac Unit with Single Stage Heating and Cooling. | 750 l/s PoolPac Unit | 1 | -1 | 2020-05-25 | 2020-05-27 | 1 | 0 | 23999 |  | NSW
17810-01-01 | Industrial Air (SA) Pty Ltd | Wholers Showroom | ERV3000 | ERVCO | 3000 l/s Energy Recovery Ventilator Unit SA : 3000 l/s OA : 3000 l/s RA : 3000 l/s | 3000 l/s Energy Recovery Ventilator Unit | 1 | -1 | 2020-05-26 | 2020-05-21 | 1 | 0 | 19408 |  | INDSA | 25/05 MOIRA TO ADVISE DELIVERY ADDRESS & EMAIL NORTHLINE DOCS
17719-01-01 | Sainsbury HVAC Mechanical Services Pty Ltd | CDC Eastern Creek E3 | PCU-E-D 30 | PCU | PAC-01 PAC-01 = 2412 l/s Air Change Precise Control Unit Inclusions: 1. Enthalpy air-air heat exchanger. 2. BLDC inverter compressor. 3. Reheat coil. 4. EC plug fans. 5. Economy cycle 6. Bushfire mode. 7. High ambient design. 8. BACNET/IP 9. BMS override to close bushfire mode dampers in advance. 10. Integrated advanced control system. | PCU-E-D 30 | 1 | -1 | 2020-05-27 | 2020-07-07 | 1 | 0 | 67289 |  | NSW | BATCH 1
17719-05-01 | Sainsbury HVAC Mechanical Services Pty Ltd | CDC Eastern Creek E3 | PCU-E-D 10 | PCU | PAC-05a and PAC-05b 915 l/s Air Change Precise Control Unit Inclusions: 1. Enthalpy air-air heat exchanger. 2. BLDC inverter compressor. 3. Reheat coil. 4. EC plug fans. 5. Economy cycle 6. Bushfire mode. 7. High ambient design. 8. BACNET/IP 9. BMS override to close bushfire mode dampers in advance. 10. Integrated advanced control system. | 1000 l/s Precise Control Unit c/w HX | 1 | -1 | 2020-05-27 | 2020-07-13 | 1 | 0 | 38532 |  | NSW | BATCH 1
17719-05-02 | Sainsbury HVAC Mechanical Services Pty Ltd | CDC Eastern Creek E3 | PCU-E-D 10 | PCU | PAC-05a and PAC-05b 915 l/s Air Change Precise Control Unit Inclusions: 1. Enthalpy air-air heat exchanger. 2. BLDC inverter compressor. 3. Reheat coil. 4. EC plug fans. 5. Economy cycle 6. Bushfire mode. 7. High ambient design. 8. BACNET/IP 9. BMS override to close bushfire mode dampers in advance. 10. Integrated advanced control system. | 1000 l/s Precise Control Unit c/w HX | 1 | -1 | 2020-05-27 | 2020-07-13 | 1 | 0 | 38532 |  | NSW | BATCH 1
17719-04-01 | Sainsbury HVAC Mechanical Services Pty Ltd | CDC Eastern Creek E3 | PCU-E-D 5 | PCU | PAC-04a and PAC- 04b 560 l/s Air Change Precise Control Unit Inclusions: 1. Enthalpy air-air heat exchanger. 2. BLDC inverter compressor. 3. Reheat coil. 4. EC plug fans. 5. Economy cycle 6. Bushfire mode. 7. High ambient design. 8. BACNET/IP 9. BMS override to close bushfire mode dampers in advance. 10. Integrated advanced control system. | Precise control unit 500l/s | 1 | -1 | 2020-05-29 | 2020-07-21 | 1 | 0 | 33786 |  | NSW | BATCH 2
17719-03-01 | Sainsbury HVAC Mechanical Services Pty Ltd | CDC Eastern Creek E3 | PCU-E-D 40 | PCU | PAC-03 4080 l/s Air Change Precise Control Unit Inclusions: 1. Enthalpy air-air heat exchanger. 2. BLDC inverter compressor. 3. Reheat coil. 4. EC plug fans. 5. Economy cycle 6. Bushfire mode. 7. High ambient design. 8. BACNET/IP 9. BMS override to close bushfire mode dampers in advance. 10. Integrated advanced control system. | PCU-E-D 40 | 1 | -1 | 2020-05-29 | 2020-07-07 | 1 | 0 | 86689 |  | NSW | BATCH 2
17598-01-02 | Ridge Air Conditioning | Bride St Cinemas | SMA-90 | PCU | 4 off SMA-90 900 l/s preconditioner Units Include: BLDC Inverter Compressor 25mm or 50mm PU Panel Indoor Unit Remote Condenser EC Axial Condenser Fan 3 speed evaporator fan Proprietary PLC with LLI Freight to site | SMA-90 | 1 | -1 | 2020-05-29 | 2020-06-02 | 0 | -1 | 19800 | 2020-06-30 | QLD | ACA STICKER
17598-01-01 | Ridge Air Conditioning | Bride St Cinemas | SMA-90 | PCU | 4 off SMA-90 900 l/s preconditioner Units Include: BLDC Inverter Compressor 25mm or 50mm PU Panel Indoor Unit Remote Condenser EC Axial Condenser Fan 3 speed evaporator fan Proprietary PLC with LLI Freight to site | SMA-90 | 1 | -1 | 2020-05-29 | 2020-06-02 | 0 | -1 | 19800 | 2020-06-04 | QLD | ACA STICKER
17598-01-03 | Ridge Air Conditioning | Bride St Cinemas | SMA-90 | PCU | 4 off SMA-90 900 l/s preconditioner Units Include: BLDC Inverter Compressor 25mm or 50mm PU Panel Indoor Unit Remote Condenser EC Axial Condenser Fan 3 speed evaporator fan Proprietary PLC with LLI Freight to site | SMA-90 | 1 | -1 | 2020-05-29 | 2020-06-02 | 0 | -1 | 19800 | 2020-06-04 | QLD | ACA STICKER
17598-01-04 | Ridge Air Conditioning | Bride St Cinemas | SMA-90 | PCU | 4 off SMA-90 900 l/s preconditioner Units Include: BLDC Inverter Compressor 25mm or 50mm PU Panel Indoor Unit Remote Condenser EC Axial Condenser Fan 3 speed evaporator fan Proprietary PLC with LLI Freight to site | SMA-90 | 1 | -1 | 2020-05-29 | 2020-06-02 | 0 | -1 | 19800 | 2020-06-04 | QLD | ACA STICKER
17719-02-01 | Sainsbury HVAC Mechanical Services Pty Ltd | CDC Eastern Creek E3 | PCU-E-D 30 | DEHUM | PAC-02 PAC-02 = 2910 l/s Air Change Precise Control Unit Inclusions: 1. Enthalpy air-air heat exchanger. 2. BLDC inverter compressor. 3. Reheat coil. 4. EC plug fans. 5. Economy cycle 6. Bushfire mode. 7. High ambient design. 8. BACNET/IP 9. BMS override to close bushfire mode dampers in advance. 10. Integrated advanced control system. | PCU-E-D 30 | 1 | -1 | 2020-05-29 | 2020-07-17 | 1 | 0 | 67289 |  | NSW | BATCH 2
17719-04-02 | Sainsbury HVAC Mechanical Services Pty Ltd | CDC Eastern Creek E3 | PCU-E-D 5 | PCU | PAC-04a and PAC- 04b 560 l/s Air Change Precise Control Unit Inclusions: 1. Enthalpy air-air heat exchanger. 2. BLDC inverter compressor. 3. Reheat coil. 4. EC plug fans. 5. Economy cycle 6. Bushfire mode. 7. High ambient design. 8. BACNET/IP 9. BMS override to close bushfire mode dampers in advance. 10. Integrated advanced control system. | Precise control unit 500l/s | 1 | -1 | 2020-05-29 | 2020-07-20 | 1 | 0 | 33786 |  | NSW | BATCH 2
17813-01-01 | Dunnac Pty Ltd | May Dunnac Factory Costs | FACTORY COSTS FOR DUNNAC |  | FACTORY COSTS FOR DUNNAC | FACTORY COSTS FOR DUNNAC | 1 | -1 | 2020-05-31 | 2020-05-31 | 1 | -1 | 15042.32 | 2020-05-31 | NSW
17733-01-01 | Northern Air Pty Ltd | Lennox Head Community Centre | ACL125RCRTP | RTP | 125 kW Rooftop Packaged Unit with Dual Stage Heating and Cooling Unit Includes: - 75% Total efficiency Enthalpy heat Exchanger - Double-skinned 50mm PIR Sandwich Panel Cabinet - weatherproof - Additional corrosion resistant paint treatment to external and internal cabinet and heat exchanger. - Corrosion Treated Coils - EC Plug Fans c/w proprietary air volume controllers - Economy cycle - Bypass Dampers - Can be utilised for pull-down cycle or CO2 control. Includes dampers and actuators (non-spring return type) - Proprietary controls package including: - 2 x room or duct temp sensors (supplied loose) - 1 x CO2 sensor - Wall mounted HMI/thermostat for managers office (on/off and temp adjustment only) - Manufacturers Commissioning Assistance - Stainless steel fixings and drain trays - 50mm sandwich panel filter box including G4 panel and F7 bag filters and frames. - Freight to Site (semi-trailer direct to site, crane or forklift unload) | 125 kW Rooftop Packaged Unit | 1 | -1 | 2020-06-08 | 2020-07-20 | 1 | 0 | 106149 |  | QLD
17695-01-01 | Dynatech Industries | Opera Residences | ACPP1200 | PP | AHU-POOL 1200 l/s PoolPac Unit with Single Stage Heating and Cooling SA : 1200 l/s OA : 1200 l/s RA : 1200 l/s | 1200 l/s PoolPac Unit | 1 | -1 | 2020-06-08 | 2020-06-16 | 1 | 0 | 31642 |  | NSW
17690-01-01 | Hiflow Industries Projects Pty Ltd | AVEO Albany Creek | ACPP1000 | PP | 1000 l/s PoolPac Unit with Single Stage Heating and Cooling Complete with: - Double-skinned 50mm PIR Sandwich Panel Cabinet - Corrosion resistant EC plug supply and exhaust fans - Corrosion treated coils - 80% efficient sensible-only counterflow plate heat exchanger - Powder coated drain tray - Corrosion treated cabinet for pool environment - Custom Split construction to suit available space - Thermostat Controller (includes room or duct mounted temp sensor) - Half day Manufacturers Commissioning Assistance | 1000 l/s PoolPac Unit | 1 | -1 | 2020-06-12 | 2020-06-29 | 1 | 0 | 27670 |  | QLD
17704-01-01 | T & T Air Conditioning & Mechanical Services Pty L | Wyndham Depot | ACS32RCRTP-EC | RTP | NEW PAC-3 32 kW Rooftop Packaged Unit with Single Stage Heating and Cooling Included Option(s) : Economy Cycle, EC Plug Fans, Brushless DC Inverter Compressor, Fully Factory Programmed PLC coming with all sensors and HLI (No HMI). SA : 1600 l/s OA : 300-1600 l/s RA : 1600 l/s | 32 kW Rooftop Packaged Unit With Economy Cycle | 1 | -1 | 2020-06-15 | 2020-06-15 | 1 | 0 | 39095 |  | VIC | DELIVER 3 UNITS TOGETHER
17704-03-01 | T & T Air Conditioning & Mechanical Services Pty L | Wyndham Depot | ACS27RCRTP-EC | RTP | NEW PAC-1 27 kW Rooftop Packaged Unit with Single Stage Heating and Cooling Included Option(s) : Economy Cycle, EC Plug Fans, Brushless DC Inverter Compressor, Fully Factory Programmed PLC coming with all sensors and HLI (No HMI). SA : 1010 l/s OA : 500-1010 l/s RA : 1010 l/s | 27 kW Rooftop Packaged Unit With Economy Cycle | 1 | -1 | 2020-06-15 | 2020-07-13 | 1 | 0 | 35805 |  | VIC | DELIVER 3 UNITS TOGETHER
17704-02-01 | T & T Air Conditioning & Mechanical Services Pty L | Wyndham Depot | ACL45RCRTP-EC | RTP | NEW PAC-4 45 kW Rooftop Packaged Unit with Single Stage Heating and Cooling Included Option(s) : Economy Cycle, EC Plug Fans, Brushless DC Inverter Compressor, Fully Factory Programmed PLC coming with all sensors and HLI (No HMI). SA : 2100 l/s OA : 850-2100 l/s RA : 2100 l/s | 45 kW Rooftop Packaged Unit With Economy Cycle | 1 | -1 | 2020-06-15 | 2020-07-07 | 1 | 0 | 44500 |  | VIC | DELIVER 3 UNITS TOGETHER
17769-01-01 | AE Smith & Son (NQ) Pty Ltd | Moranbah State High School - New Performance Hall | PCU-N-D 50 | RTP | New Hall: 1 off PCU-N-D 50 4600 l/s Precise temperature and humidity control unit Unit includes: - Double-skinned 50mm PIR Sandwich Panel Cabinet - 4 off BLDC Inverter compressors - Corrosion treated evaporator and condenser coil (Epoxy in lieu of Blygold) - Packaged condenser with EC axial fans - sized at 40 deg entering temp - Low Noise EC plug supply fans c/w constant airflow controller - Factory Control System incl Room Temp, RA duct CO2, OA Enthalpy, Wall Interface - Enable required from provided Wall interface or external timeclock. Digital Input Required for OA Boost Mode - Filter/mixing section including G4 Panel + F8 deep bed bag filters, Modulating OA damper, fixed RA damper - Stainless steel drain trays | PCU-N-D 50 | 1 | -1 | 2020-06-26 | 2020-07-27 | 1 | 0 | 92220 |  | QLD | AUGUST SHIPMENT & INVOICE
17747-01-04 | Airtech HVAC Pty Ltd | Northern Gold Coast Aquatic Centre | ACPP6500 | PP | PAC-A-01, A-02, A-03 and A-04: 4 off ACPP6500 6500 l/s PoolPac Units with Dual Inverter Heating and Cooling Units include: - 80% efficient sensible-only counterflow heat exchanger (corrosion free) - Double-skinned 50mm PIR Sandwich Panel Cabinet - weatherproof and corrosion treated for pool environment - Corrosion Treated Coils (Heavy Duty Epoxy) - Ziehl Abegg EC Plug Supply and Exhaust Fans - Custom Inverted airflow arrangement - draw through coils - Powder coated aluminium drain trays - Dual Brushless DC Inverter Compressors for optimum efficiency - Proprietary factory controls with HLI to BMS (Modbus TCP as standard - see footnotes for Bacnet RS485) - On-site Manufacturers Commissioning Assistance | 6500 l/s PoolPac Unit | 1 | -1 | 2020-06-30 | 2020-06-30 | 1 | 0 | 84000 |  | QLD
17747-02-01 | Airtech HVAC Pty Ltd | Northern Gold Coast Aquatic Centre | ACPP2300 | PP | PAC-A-05: 1 off ACPP2300 2300 l/s PoolPac Units with Dual Inverter Heating and Cooling Unit inclusions as per above ACPP6500 units. | 2300 l/s PoolPac Unit | 1 | -1 | 2020-06-30 | 2020-06-30 | 1 | 0 | 50000 |  | VIC
17819-01-01 | Eagle Air Conditioning Pty Ltd | The Governors Centre | ACL125RCRTP-EC | RTP | AHU 1 Rooftop Packaged Unit with Dual Stage Heating and Cooling Inclusions: 1. Economy Cycle and CO2 modes. 2. Enthalpy type heat exchanger 3. EC plug fan 4. BLDC inverter compressor. 5. Capable of dual power sources. 6. Inverted airflows. SA:5550l/s Air on coil: 26.2/19.66 degC Air off coil: 15.4/14.60 degC | 125 kW Rooftop Packaged Unit With Economy Cycle | 1 | -1 | 2020-06-30 | 2020-07-01 | 1 | 0 | 81665 |  | NSW
17747-01-01 | Airtech HVAC Pty Ltd | Northern Gold Coast Aquatic Centre | ACPP6500 | PP | PAC-A-01, A-02, A-03 and A-04: 4 off ACPP6500 6500 l/s PoolPac Units with Dual Inverter Heating and Cooling Units include: - 80% efficient sensible-only counterflow heat exchanger (corrosion free) - Double-skinned 50mm PIR Sandwich Panel Cabinet - weatherproof and corrosion treated for pool environment - Corrosion Treated Coils (Heavy Duty Epoxy) - Ziehl Abegg EC Plug Supply and Exhaust Fans - Custom Inverted airflow arrangement - draw through coils - Powder coated aluminium drain trays - Dual Brushless DC Inverter Compressors for optimum efficiency - Proprietary factory controls with HLI to BMS (Modbus TCP as standard - see footnotes for Bacnet RS485) - On-site Manufacturers Commissioning Assistance | 6500 l/s PoolPac Unit | 1 | -1 | 2020-06-30 | 2020-06-30 | 1 | 0 | 84000 |  | QLD
17747-01-02 | Airtech HVAC Pty Ltd | Northern Gold Coast Aquatic Centre | ACPP6500 | PP | PAC-A-01, A-02, A-03 and A-04: 4 off ACPP6500 6500 l/s PoolPac Units with Dual Inverter Heating and Cooling Units include: - 80% efficient sensible-only counterflow heat exchanger (corrosion free) - Double-skinned 50mm PIR Sandwich Panel Cabinet - weatherproof and corrosion treated for pool environment - Corrosion Treated Coils (Heavy Duty Epoxy) - Ziehl Abegg EC Plug Supply and Exhaust Fans - Custom Inverted airflow arrangement - draw through coils - Powder coated aluminium drain trays - Dual Brushless DC Inverter Compressors for optimum efficiency - Proprietary factory controls with HLI to BMS (Modbus TCP as standard - see footnotes for Bacnet RS485) - On-site Manufacturers Commissioning Assistance | 6500 l/s PoolPac Unit | 1 | -1 | 2020-06-30 | 2020-06-30 | 1 | 0 | 84000 |  | QLD
17747-01-03 | Airtech HVAC Pty Ltd | Northern Gold Coast Aquatic Centre | ACPP6500 | PP | PAC-A-01, A-02, A-03 and A-04: 4 off ACPP6500 6500 l/s PoolPac Units with Dual Inverter Heating and Cooling Units include: - 80% efficient sensible-only counterflow heat exchanger (corrosion free) - Double-skinned 50mm PIR Sandwich Panel Cabinet - weatherproof and corrosion treated for pool environment - Corrosion Treated Coils (Heavy Duty Epoxy) - Ziehl Abegg EC Plug Supply and Exhaust Fans - Custom Inverted airflow arrangement - draw through coils - Powder coated aluminium drain trays - Dual Brushless DC Inverter Compressors for optimum efficiency - Proprietary factory controls with HLI to BMS (Modbus TCP as standard - see footnotes for Bacnet RS485) - On-site Manufacturers Commissioning Assistance | 6500 l/s PoolPac Unit | 1 | -1 | 2020-06-30 | 2020-06-29 | 1 | 0 | 84000 |  | QLD
17787-01-01 | Airmech Pty Ltd | Hillsong Church Nerang | ACL125RCRTP | RTP | AHU-01 (Auditorium): 1 off ACL125RCRTP-SC Rooftop Packaged Unit with Reverse Cycle Heating and Cooling Unit Includes: - 75% Total efficiency Enthalpy heat Exchanger - Double-skinned 50mm PIR Sandwich Panel Cabinet - weatherproof - Corrosion Treated Coils - Ziehl Abegg EC Plug Fans c/w proprietary air volume controllers - Bypass Dampers - Can be utilised for pull-down cycle. Includes dampers and actuators (non-spring return type) - BLDC Inverter Compressors - Proprietary Controls Package (see controls inclusions below) - Manufacturers On-Site Commissioning Assistance - Freight to site (line haul truck direct to site, unload by contractor) | 125 kW Rooftop Packaged Unit | 1 | -1 | 2020-07-01 | 2020-07-23 | 1 | 0 | 107500 |  | QLD
17787-02-01 | Airmech Pty Ltd | Hillsong Church Nerang | ACL125RCRTP | RTP | AHU-02 (Foyer): 1 off ACL125RCRTP Rooftop Packaged Unit with Reverse Cycle Heating and Cooling Unit Inclusions as per AHU-01 | 125 kW Rooftop Packaged Unit | 1 | -1 | 2020-07-01 | 2020-07-24 | 1 | 0 | 92000 |  | QLD
17787-04-01 | Airmech Pty Ltd | Hillsong Church Nerang | ACS27RCRTP | RTP | AHU-04 (Youth AM): 1 off ACS27RCRTP Rooftop Packaged Unit with Reverse Cycle Heating and Cooling Unit Inclusions as per AHU-01 | 27 kW Rooftop Packaged Unit | 1 | -1 | 2020-07-01 | 2020-07-21 | 1 | 0 | 40200 |  | QLD
17787-03-01 | Airmech Pty Ltd | Hillsong Church Nerang | ACL82RCRTP | RTP | AHU-03 (Kids Club): 1 off ACL82RCRTP-RHC Rooftop Preconditioning Unit with Temperature and Humidity Control Unit Includes: - Inclusions as per AHU-01 - Reheat coil for humidity control c/w controls and sensors | 82 kW Rooftop Packaged Unit | 1 | -1 | 2020-07-01 | 2020-07-24 | 1 | 0 | 71510 |  | QLD
17830-01-01 | Isothermal Airconditioning & Mechanical Services | Townsville Office | ERV1500 | ERVCO | 1500 l/s Energy Recovery Ventilator Unit Unit Includes: - Double-skinned 50mm PIR Sandwich Panel Cabinet - 75% Efficient enthalpy heat-exchanger - EC Plug Supply and Exhaust Fans (fan start and control by others) - Factory wired with IP66 electrical box, CB's and relays wired to terminal strip for control by others. | 1500 l/s Energy Recovery Ventilator Unit | 1 | -1 | 2020-07-03 | 2020-06-29 | 1 | 0 | 12270 |  | QLD
17759-01-01 | A.G Coombs (NSW) Pty Ltd | PC2 Laboratory Project - COBLH | PCU-E-D 10 | WCPU | Precise Control Unit c/w Air-Air Heat Exchanger, Inclusions; 1. EC plug fan. 2. BLDC inverter compressor. 3. Electronic expansion valve. 4. Head pressure control. 5. Reheat coil. 6. Integrated control logic and touch screen controller. 7. BMS HLI. | 1000 l/s Precise Control Unit c/w HX | 1 | -1 | 2020-07-03 | 2020-07-29 | 1 | 0 | 35000 |  | NSW
17781-01-01 | Advanced Aircon Design & Construct Pty Ltd | HMAS Waterhen Armoury | PCU-N-LD 5 | DEHUM | AC-1 Low Dewpoint Precise Control Unit Options included: EC plug fans BLDC inverter compressor EC condenser fan Remote Condenser Head pressure control Reheat Coil Integrated control system BMS HLI | Low Dewpoint Precise Control Unit 1000 L/s | 1 | -1 | 2020-07-06 | 2020-07-29 | 1 | 0 | 50224 |  | NSW
17779-01-02 | Equilibrium Air Conditioning Pty Ltd | 275 George St | ERV-IC 600-ECP-DX | ERVCO | 600l/s in ceiling heat recovery ventilator with DX cooling coil | ERV-IC 600-ECP-DX | 1 | -1 | 2020-07-07 | 2020-08-05 | 0 | -1 | 10000 | 2020-08-06
17775-01-01 | IdealAir MAJOR AIR PTY LTD | Major Air PO-068223 Cranes Combined | ERV3000 | ERVCO | 3000 l/s Energy Recovery Ventilator Unit with factory fitted PLC SA : 3000 l/s OA : 3000 l/s RA : 3000 l/s | 3000 l/s Energy Recovery Ventilator Unit | 1 | -1 | 2020-07-09 | 2020-07-23 | 1 | 0 | 27453 |  | ACT
17811-02-01 | PT Smart Chiller Systems | Space DC | SMA-70 CU | PCU |  | Split Make-up Air Unit - Nominal 700 l/s | 2 | -1 | 2020-07-10 | 2020-08-14 | 0 | -1 | 28500 | 2020-08-18 | SEA
17829-01-01 | Care Group T/a Air Care Air Conditioning | SCU Laboratory Lismore | PCU-N-D 10 | DEHUM | PCU-N-D 10 Galvanised Channel Base Frame Weatherproof Sandwich Panel Cabinet DC Inverter compressor Condenser Reheat Coil with Modulating capacity control G4 Panel/F5 Deep Bed FIlters Climasync Controls System Half Day Commissioning Assistance Supplementary Electric Heater with Thyristor control Factory Fitted Modem for Remote Monitoring via 4G 12 months labour warranty per T&C of sale | PCU-N-D 10 | 1 | -1 | 2020-07-10 | 2020-08-03 | 1 | 0 | 45800 |  | QLD
17811-01-01 | PT Smart Chiller Systems | Space DC | SMA-30 | DEHUM |  | SMA-30 | 2 | -1 | 2020-07-10 | 2020-08-14 | 0 | -1 | 12800 | 2020-08-18 | SEA
17833-02-01 | RMS Engineering & Construction Pty Ltd | Dili Lab - Timor Islands | SMA-50 CU | PCU | Split Make-up Air Unit - Nominal 500 l/s | Split Make-up Air Unit - Nominal 500 l/s | 1 | -1 | 2020-07-13 | 2020-08-18 | 0 | -1 | 16300 | 2020-08-18 | NSW
17833-01-01 | RMS Engineering & Construction Pty Ltd | Dili Lab - Timor Islands | SMA-30 CU | PCU | Split Make-up Air Unit - Nominal 300 l/s | Split Make-up Air Unit - Nominal 300 l/s | 1 | -1 | 2020-07-13 | 2020-08-18 | 0 | -1 | 14800 | 2020-08-18 | NSW
17798-01-01 | System Air Pty Ltd | ALDI Avoca | ACDHUM2-D | DEHUM | 1200 L/s DX Preconditioner per ALDI Spec Complete With: - 80% Sensible Only Heat Exchanger - BLDC Compressor (cooling only) - Packaged Condenser - Stainless Steel Drain Trays - Corrosion Treated Coils - EC Plug Fans - Supply Air Volume Controller - Controls per ALDI standard - 1 off Enthalpy Sensor and 1 off remote HMI to be fitted by mech. trade - Deep Bed Filters - Half Day Commissioning Assistance Incl. Travel | ACDHUM2-D | 1 | -1 | 2020-07-17 | 2020-07-30 | 1 | 0 | 51150 |  | QLD | MID TO LATE AUG DELIVERY
17909-01-01 | A.G. Coombs Pty Ltd (Projects) | Airtrunk Melbourne | ACDHUM2-D | DEHUM | OA: 1200 l/s SA: 1200 l/s Included Options - Custom DX coils - BLDC Inverter compressors with capacity to suit - Factory programmed PLC coming with all sensors HLI and HMI - G4 panel and F7 bag filters - Condair Humidifier sized at the specified duty - SS lined cabinet and drain tray for humidifier section - Heat exchangers to provide reheat of air up to 26oC and simultaneously precool air outside air - Dirty pressure sensor and alarm - Controller to take smoke detection alarm signal (smoke detection alarm by other) Excluded Options - SS bush fire mesh and weather proof hood - Power consumption meter | ACDHUM2-D | 1 | -1 | 2020-07-24 | 2020-08-31 | 1 | 0 | 78800 |  | VIC
17909-01-02 | A.G. Coombs Pty Ltd (Projects) | Airtrunk Melbourne | ACDHUM2-D | DEHUM | OA: 1200 l/s SA: 1200 l/s Included Options - Custom DX coils - BLDC Inverter compressors with capacity to suit - Factory programmed PLC coming with all sensors HLI and HMI - G4 panel and F7 bag filters - Condair Humidifier sized at the specified duty - SS lined cabinet and drain tray for humidifier section - Heat exchangers to provide reheat of air up to 26oC and simultaneously precool air outside air - Dirty pressure sensor and alarm - Controller to take smoke detection alarm signal (smoke detection alarm by other) Excluded Options - SS bush fire mesh and weather proof hood - Power consumption meter | ACDHUM2-D | 1 | -1 | 2020-07-24 | 2020-08-31 | 1 | 0 | 78800 |  | VIC
17477-01-01 | Venmist Pty Ltd | 272 Hedges Ave - Apartment Tower | ACPP2800 | PP | POOL-PAC: 1 off ACPP2800 2635 l/s PoolPac Unit with Dual Stage Heating and Cooling Unit includes: - 80% efficient sensible-only heat exchanger - Double-skinned 50mm PIR Sandwich Panel Cabinet - corrosion treated for pool environment - Corrosion Treated Coils - EC Plug Fans c/w proprietary air volume controllers - Powder coated drain tray - Compressor upgrade to 70kW - Corrosion treated Reheat coil for humidity control (includes RA and SA temp/humidity sensors) - Return Air Bypass Dampers - Proprietary controls package (includes RA temp sensor, OA enthalpy sensor and unit HMI w/Modbus HLI) - Half day Manufacturers Commissioning Assistance - Freight to site | 2800 l/s PoolPac Unit | 1 | -1 | 2020-07-27 | 2020-08-05 | 1 | 0 | 67265 |  | QLD
17866-01-01 | Industrial Air (SA) Pty Ltd | Barossa Hydrotherapy | ACPP3200 | PP | 3200 l/s PoolPac Unit with Dual Stage Heating and Cooling SA : 3200 l/s OA : 3200 l/s RA : 3200 l/s | 3200 l/s PoolPac Unit | 1 | -1 | 2020-08-03 | 2020-08-06 | 1 | 0 | 47682 |  | INDSA
17840-02-01 | AE Smith & Son (NQ) Pty Ltd | Heatley Secondary College Refurb | ACS20RCRTP | RTP | AHU-PAC-2: 1 off ACS20RCRTP 20 kW Rooftop Packaged Unit with Single Stage Heating and Cooling Unit inclusions as per above AHU-PAC-1. | 20kW Rooftop Packaged Unit | 1 | -1 | 2020-08-10 | 2020-08-14 | 1 | 0 | 37325 |  | QLD
17840-01-01 | AE Smith & Son (NQ) Pty Ltd | Heatley Secondary College Refurb | ACS27RCRTP | RTP | AHU-PAC-1: 1 off ACS27RCRTP 27 kW Rooftop Packaged Unit with Single Stage Heating and Cooling Unit includes: - 75% Efficient Enthalpy Counter-flow Plate Heat Exchanger - Double-skinned 50mm PIR Sandwich Panel Cabinet - weatherproof - Corrosion Treated Coils - EC Plug Fans c/w proprietary air volume controllers - Draw through fan & coil arrangement to allow for vertical SA discharge - Inverted Airflow arrangement (RA/SA top and OA/EA bottom) - Bypass Dampers - Can be utilised for pull-down cycle or CO2 control. (includes dampers and actuators) - BLDC Inverter Compressor - Proprietary factory tested controls package including: - Wall mounted controller (see footnotes for details) - Return air duct temp sensor (installed by mech. trade) - CO2 sensor (unit or duct mounted) - Manufacturers Commissioning Assistance (including travel and accom) - Freight to Townsville (one delivery of both units) | 27 kW Rooftop Packaged Unit | 1 | -1 | 2020-08-10 | 2020-08-11 | 1 | 0 | 41175 |  | QLD
17841-01-01 | Insulpak Pty Ltd | Deakin Waurn Ponds Student Accommodation Stage 2 | ACL65RCRTP-EC | RTP | PAC-FY-1,2 65 kW Rooftop Packaged Unit with Dual Stage Heating and Cooling. Included Option(s): Economy Cycle, BLDC Inverter Compressor, EC Plug Fans, Factory Programmed PLC including all Sensors and High Level Interface (HLI). SA : 2760 l/s OA : 90 l/s - 2325 l/s RA : 2760 l/s | 65 kW Rooftop Packaged Unit With Economy Cycle | 1 | -1 | 2020-08-12 | 2020-08-13 | 1 | 0 | 52700 |  | VIC
17841-01-02 | Insulpak Pty Ltd | Deakin Waurn Ponds Student Accommodation Stage 2 | ACL65RCRTP-EC | RTP | PAC-FY-1,2 65 kW Rooftop Packaged Unit with Dual Stage Heating and Cooling. Included Option(s): Economy Cycle, BLDC Inverter Compressor, EC Plug Fans, Factory Programmed PLC including all Sensors and High Level Interface (HLI). SA : 2760 l/s OA : 90 l/s - 2325 l/s RA : 2760 l/s | 65 kW Rooftop Packaged Unit With Economy Cycle | 1 | -1 | 2020-08-12 | 2020-08-24 | 1 | 0 | 52700 |  | VIC
17765-04-02 | FDC Mechanical Services | Arnotts Huntingwood - Stage 2 | ACL125RCRTP | RTP | PAC-05 & 06 150 kW Rooftop Packaged Unit with Dual Stage Heating and Cooling (Includes VSD Compressor) SA : 5532 l/s OA : 5532 l/s RA : 5532 l/s | 125 kW Rooftop Packaged Unit | 1 | -1 | 2020-08-14 | 2020-09-04 | 1 | 0 | 89425 |  | NSW
17765-04-01 | FDC Mechanical Services | Arnotts Huntingwood - Stage 2 | ACL125RCRTP | RTP | PAC-05 & 06 150 kW Rooftop Packaged Unit with Dual Stage Heating and Cooling (Includes VSD Compressor) SA : 5532 l/s OA : 5532 l/s RA : 5532 l/s | 125 kW Rooftop Packaged Unit | 1 | -1 | 2020-08-14 | 2020-09-14 | 1 | 0 | 89425 |  | NSW
17765-01-02 | FDC Mechanical Services | Arnotts Huntingwood - Stage 2 | ACL65RCRTP | RTP | PAC-01 & 02 65 kW Rooftop Packaged Unit with Dual Stage Heating and Cooling SA : 2800 l/s OA : 2800 l/s RA : 2800 l/s | 65 kW Rooftop Packaged Unit | 1 | -1 | 2020-08-14 | 2020-08-29 | 1 | 0 | 46801 |  | NSW | SUBMIT PHOTOS WITH 50% AUG INVOICE
17765-01-01 | FDC Mechanical Services | Arnotts Huntingwood - Stage 2 | ACL65RCRTP | RTP | PAC-01 & 02 65 kW Rooftop Packaged Unit with Dual Stage Heating and Cooling SA : 2800 l/s OA : 2800 l/s RA : 2800 l/s | 65 kW Rooftop Packaged Unit | 1 | -1 | 2020-08-14 | 2020-08-26 | 1 | 0 | 46801 |  | NSW | SUBMIT PHOTOS WITH 50% AUG INVOICE
17863-01-01 | Air Extreme Air Conditioning Pty Ltd | Medowie Lifestyle Village | ACPP3200 | PP | 3200 l/s PoolPac Unit with Dual Stage Heating and Cooling | 3200 l/s PoolPac Unit | 1 | -1 | 2020-08-24 | 2020-09-02 | 1 | 0 | 55315 |  | NSW
17967-02-01 | Martin & Wheeler Pty Ltd | Wagga AG | SMA-30 | PCU |  | SMA-30 | 1 | -1 | 2020-08-28 | 2020-11-05 | 0 | -1 | 10925 | 2020-11-09 | NSW
17864-01-02 | GrayMac Air Conditioning and Mechanical Services | Storage King Robina | SMA-70 | PCU | SMA-70 Nominal 700 l/s preconditioner Units Include: BLDC Inverter Compressor 25mm PU Panel Indoor Unit Variable Speed Condenser Fan EC Evaporator fan Proprietary PLC with LLI Manufacturer's commissioning assistance Freight to site | SMA-70 | 1 | -1 | 2020-08-31 | 2020-09-21 | 0 | -1 | 20500 | 2020-09-22 | QLD
17915-02-01 | Climax Air Conditioning | Twyford Theatre Merimbula | PCU-E-D 30 | PCU | Precise Control Unit HP-2 Inclusions: 1.Economy Cycle. 2.Return air bypass. 3.CO2 control mode, CO2 sensor included. 4.BLDC inverter compressor. 5.EC plug fan 6.Electronic expansion valve. 7.Head pressure control. 8.Integrated control and touch screen controller 9.BMS HLI. 10.Reheat coil | 3000 l/s Precise Control Unit c/w HX | 1 | -1 | 2020-08-31 | 2020-10-20 | 1 | 0 | 75250 |  | NSW | DELIVER W/C 16/10 BUILDER NOT READY
17915-03-01 | Climax Air Conditioning | Twyford Theatre Merimbula | PCU-E-D 20 | PCU | Precise Control Unit HP-3 Inclusions: 1.Economy Cycle. 2.Return air bypass. 3.CO2 control mode, CO2 sensor included. 4.BLDC inverter compressor. 5.EC plug fan 6.Electronic expansion valve. 7.Head pressure control. 8.Integrated control and touch screen controller 9.BMS HLI. 10.Reheat coil | 2000 l/s Precise Control Unit c/w HX | 1 | -1 | 2020-08-31 | 2020-10-01 | 1 | 0 | 65575 |  | NSW | DELIVER 22/10 VIA HIAB IF POSSIBLE
17864-01-01 | GrayMac Air Conditioning and Mechanical Services | Storage King Robina | SMA-70 | PCU | SMA-70 Nominal 700 l/s preconditioner Units Include: BLDC Inverter Compressor 25mm PU Panel Indoor Unit Variable Speed Condenser Fan EC Evaporator fan Proprietary PLC with LLI Manufacturer's commissioning assistance Freight to site | SMA-70 | 1 | -1 | 2020-08-31 | 2020-09-21 | 0 | -1 | 20500 | 2020-09-22 | QLD
17864-01-03 | GrayMac Air Conditioning and Mechanical Services | Storage King Robina | SMA-70 | PCU | SMA-70 Nominal 700 l/s preconditioner Units Include: BLDC Inverter Compressor 25mm PU Panel Indoor Unit Variable Speed Condenser Fan EC Evaporator fan Proprietary PLC with LLI Manufacturer's commissioning assistance Freight to site | SMA-70 | 1 | -1 | 2020-08-31 | 2020-09-21 | 0 | -1 | 20500 | 2020-09-22 | QLD
17915-01-01 | Climax Air Conditioning | Twyford Theatre Merimbula | ACS36RCRTP-EC | RTP | HP-1 36 kW Rooftop Packaged Unit with Single Stage Heating and Cooling Inclusions: 1.Economy Cycle. 2.Return air bypass. 3.CO2 control mode, CO2 sensor included. 4.BLDC inverter compressor. | 36 kW Rooftop Packaged Unit With Economy Cycle | 1 | -1 | 2020-08-31 | 2020-09-21 | 1 | 0 | 45578 |  | NSW | DELIVER 22/10 VIA HIAB IF POSSIBLE
17923-01-01 | LEADING CONTRACTOR SERVICES PTY. LIMITED | Club Gilead | ACPP3200 | PP | 3200 l/s PoolPac Unit with Dual Stage Heating and Cooling | 3200 l/s PoolPac Unit | 1 | -1 | 2020-09-02 | 2020-10-08 | 1 | 0 | 48182 |  | NSW
18062-01-01 | Eagle Air Conditioning Pty Ltd | Roseville KOPWA | ERV-IC 1200-HTM-ECP-FILTER | ERV | 1200 L/s In Ceiling Energy Recovery Ventilator Option(s): Sensible Only Heat Exchanger EC Plug Fans; Built-in Panel Filter (F4); | ERV-IC 1200 with EC Plug fan and Filters | 1 | -1 | 2020-09-04 | 2020-09-07 | 1 | 0 | 10900 |  | NSW
17973-01-01 | CBD AIR | Warrawee Aged Care | ACPP750 | PP | Pool PAC SA = 430l/s. 18.6kw total heating capacity at design condition. 1230mm high. 1630mm deep. Approx. 1600mm wide. One wall controller is included. | 750 l/s PoolPac Unit | 1 | -1 | 2020-09-08 | 2020-09-15 | 1 | 0 | 20500 |  |  | 16/09 COD PAYMENT DUE NEXT WEEK
17924-01-01 | D-Air Airconditioning & Mechanical Services | Pakenham Swim School | ERV4000 | ERVCO | 4000 l/s Energy Recovery Ventilator Unit Included Option(s): EC Plug Fans, RAM, HHW Coils, Corrosion Resistance. SA : 3850 l/s OA : 3850 l/s RA : 3850 l/s | 4000 l/s Energy Recovery Ventilator Unit | 1 | -1 | 2020-09-10 | 2020-11-16 | 1 | 0 | 36500 |  | VIC | UNIT MADE AFS (EXCLUDING ELECTRICAL)
17949-01-01 | ARA Mechanical Services | Synagogue Bondi | PCU-N-D 30 | RTP | PCU-N-D 30 with remote condenser | PCU-N-D 30 | 1 | -1 | 2020-09-11 | 2020-10-08 | 1 | 0 | 65023 |  | NSW
16898-01-01 | Summit Industrial Chillers Pty Ltd | Fresenius Medical Care | SIC-EST-15-20-45 |  | CHILLER BUILT AT DUNHAM BUSH - FRESENIUS MEDICAL CARE | 15kW Chiller at 15 Deg C water at 45 Deg C air | 1 | -1 | 2020-09-18 | 2021-01-07 | 1 | 0 | 25680.77 |  | SIC | DUNHAM BUSH
18047-03-01 | Industrial Air (SA) Pty Ltd | Karratha PMG | ERV1500 | ERVCO | 1500 l/s Energy Recovery Ventilator Unit SA : 1500 l/s OA : 1500 l/s RA : 1500 l/s | 1500 l/s Energy Recovery Ventilator Unit | 1 | -1 | 2020-09-18 | 2020-09-09 | 1 | 0 | 10736 |  | INDWA
17788-01-01 | South Pacific Air Conditioning | Crown Port Moresby | PCU-E-D 15 | RTP | HEX-1: 1 off PCU-E-D 15 45 kW Rooftop Packaged Unit with Reverse Cycle Heating and Cooling Unit Includes: - 75% Total efficiency Enthalpy heat Exchanger - Double-skinned 50mm PIR Sandwich Panel Cabinet - weatherproof - Corrosion Treated Coils - Ziehl Abegg EC Plug Fans c/w proprietary air volume controllers - Dual BLDC Inverter Compressors - Modulating reheat coil for constant SA temp control - Proprietary 'Climasync' controls package with LLI for unit start by others | PCU-E-D 15 | 1 | -1 | 2020-09-21 | 2020-09-23 | 1 | 0 | 50265 |  | QLD | 22/09 AWAITING COD PAYMENT
17948-01-01 | Central Meridian Inc | Nauru Hospital Acute Ward | PCU-N-D 20 | PCU | PCU-N-D 20 DX Dehumidification Unit - 1650 l/s Galvanised Channel Base Frame Double Skin PIR Sandwich Panel Cabinet - Colorbond Finish Dual DC Inverter compressors EC Plug Supply fan c/w constant airflow control EC Axial condenser fan c/w HP control Epoxy coated Evaporator and Condenser coils Heat Reclaim col with modulating reheat control valve PLC controls - requries start input Coastal installation | PCU-N-D 20 | 1 | -1 | 2020-09-25 | 2020-09-30 | 1 | 0 | 67360 |  | QLD | UNIT WANTED IN BRIS 02/10
17802-02-01 | Cooke Industries | Opihi College | ACS27RCRTP-EC | RTP | AHU 02: 1 off ACS27RCRTP 1200 l/s Rooftop Packaged Unit with Reverse Cycle Heating and Cooling Unit Includes: - 80% efficient sensible-only counterflow plate heat exchanger - Double-skinned 50mm PIR Sandwich Panel Cabinet - weatherproof - Corrosion Treated Coils - Ziehl-Abegg EC Plug Supply and Exhaust Fans - c/w controls to meet specification requirement - Economy Cycle - Bypass Dampers - Can be utilised for pull-down cycle or CO2 control. Includes dampers and actuators (non-spring return type) - BLDC Inverter Compressor - c/w LP derating to ensure maximum capacity at low ambient - Proprietary controls package (timeclock/unit enable by others) with LLI or HLI to BMS, including OA, CO2 and RA sensors and fire shut-down terminal. | 27 kW Rooftop Packaged Unit With Economy Cycle | 1 | -1 | 2020-09-25 | 2020-10-16 | 1 | 0 | 36660 |  | QLD
17802-01-01 | Cooke Industries | Opihi College | ACL82RCRTP-EC | RTP | AHU 01: 1 off ACL82RCRTP 3600 l/s Rooftop Packaged Unit with Reverse Cycle Heating and Cooling Unit Includes: - 80% efficient sensible-only counterflow plate heat exchanger - Double-skinned 50mm PIR Sandwich Panel Cabinet - weatherproof - Corrosion Treated Coils - Ziehl-Abegg EC Plug Supply and Exhaust Fans - c/w controls to meet specification requirement - Economy Cycle - Bypass Dampers - Can be utilised for pull-down cycle or CO2 control. Includes dampers and actuators (non-spring return type) - BLDC Inverter Compressor - c/w LP derating to ensure maximum capacity at low ambient - Proprietary controls package (timeclock/unit enable by others) with LLI or HLI to BMS, including OA, CO2 and RA sensors and fire shut-down terminal. | 82 kW Rooftop Packaged Unit With Economy Cycle | 1 | -1 | 2020-09-25 | 2020-10-16 | 1 | 0 | 63885 |  | QLD
18012-01-01 | Industrial Air (SA) Pty Ltd | Butler College | ACPP2300 | PP | 2300 l/s PoolPac Unit with Dual Stage Heating and Cooling SA : 2300 l/s OA : 2300 l/s RA : 2300 l/s | 2300 l/s PoolPac Unit | 1 | -1 | 2020-09-25 | 2020-10-26 | 1 | 0 | 39870 |  | INDWA
18032-01-01 | Industrial Air (SA) Pty Ltd | Ningaloo Marine Research Centre | ACPP1700 | PP | 1700 l/s PoolPac Unit with Dual Stage Heating and Cooling c/- Blygold external and coils and normal pool treatments Dual inverter compressors. Built to same as standard ACPP1700 with extra height to 1650 overall. Max size 2200 x 1730 x 1850H as per consultant schedule | 1700 l/s PoolPac Unit | 1 | -1 | 2020-09-30 | 2020-11-03 | 1 | 0 | 41926 |  | INDWA | **EXTERNAL CASING REQURIES BLYGOLD**
18046-01-02 | Cooke Industries | Taieri College Dunedin | ACL65RCRTP | RTP | Custom Heat Recovery Rooftop Packaged Unit with Dual Stage Heating and Cooling SA : 2400 l/s OA: 1900 l/s Galvanised Channel Base Frame Thermally Broken Double Skin PIR Panel Construction Dual Reverse Cycle Brushless DC Inverter Compressors - 50 kW each Independent evaporator coils to allow defrost of 1 circuit while other is in operation Ziehl-abegg EC Plug Fans - SA fan on constant airflow control - RA fan on constant relief duct pressure control to maintain building pressurisation Summer Bypass and Return Air Bypass Modes incl dampers and actuators (Damper on OA inlet not required as it is on Heat Exchanger Inlet) Inverted configuration with draw through coils to meet requirement for vertical discharge SA, vertical intake RA Proprietary controls system - c/w 4 off wall mounted temp sensors (averaging control) - Please contact us to discuss alternative options. External timeclock required Fire Mode Input to isolate unit | 65 kW Rooftop Packaged Unit | 1 | -1 | 2020-09-30 | 2020-10-22 | 1 | 0 | 68275 |  | QLD
18046-01-01 | Cooke Industries | Taieri College Dunedin | ACL65RCRTP | RTP | Custom Heat Recovery Rooftop Packaged Unit with Dual Stage Heating and Cooling SA : 2400 l/s OA: 1900 l/s Galvanised Channel Base Frame Thermally Broken Double Skin PIR Panel Construction Dual Reverse Cycle Brushless DC Inverter Compressors - 50 kW each Independent evaporator coils to allow defrost of 1 circuit while other is in operation Ziehl-abegg EC Plug Fans - SA fan on constant airflow control - RA fan on constant relief duct pressure control to maintain building pressurisation Summer Bypass and Return Air Bypass Modes incl dampers and actuators (Damper on OA inlet not required as it is on Heat Exchanger Inlet) Inverted configuration with draw through coils to meet requirement for vertical discharge SA, vertical intake RA Proprietary controls system - c/w 4 off wall mounted temp sensors (averaging control) - Please contact us to discuss alternative options. External timeclock required Fire Mode Input to isolate unit | 65 kW Rooftop Packaged Unit | 1 | -1 | 2020-09-30 | 2020-10-22 | 1 | 0 | 68275 |  | QLD
18084-01-01 | Effective Airconditioning Services Pty Ltd | 100-108 Wickham St Brisbane | WPR-70L |  | Dunnair - 70 kW Vertical Water Cooled Packaged Unit 3 staged compressors direct drive AC fans tube in tube condensers universal handing left or right for Condenser water and electrical functionality wired to terminal strip for control by others | 70kW Water Cooled Packaged Unit | 1 | -1 | 2020-10-01 | 2021-01-07 | 0 | -1 | 19000 | 2021-01-12 | QLD
18023-01-01 | Sainsbury HVAC Mechanical Services Pty Ltd | CDC Eastern Creek E3 Stage 2 | PCU-E-D 10 | PCU | PAC-06a and PAC-06b 820 l/s Air Change Precise Control Unit Inclusions: 1. Enthalpy air-air heat exchanger. 2. BLDC inverter compressor. 3. Reheat coil. 4. EC plug fans. 5. Economy cycle 6. Bushfire mode. 7. High ambient design. 8. Modbus TCP/IP or BACnet MSTP 9. BMS override to close bushfire mode dampers in advance. 10. Integrated advanced control system. | 1000 l/s Precise Control Unit c/w HX | 1 | -1 | 2020-10-13 | 2020-11-10 | 1 | 0 | 38800 |  | NSW | BATCH 2
18023-04-01 | Sainsbury HVAC Mechanical Services Pty Ltd | CDC Eastern Creek E3 Stage 2 | PCU-E-D 10 | WCPU | PAC-09a and PAC-09b 885 l/s Air Change Precise Control Unit Inclusions: 1. Enthalpy air-air heat exchanger. 2. BLDC inverter compressor. 3. Reheat coil. 4. EC plug fans. 5. Economy cycle 6. Bushfire mode. 7. High ambient design. 8. Modbus TCP/IP or BACnet MSTP 9. BMS override to close bushfire mode dampers in advance. 10. Integrated advanced control system. | 1000 l/s Precise Control Unit c/w HX | 1 | -1 | 2020-10-13 | 2020-11-11 | 1 | 0 | 38800 |  | NSW | BATCH 2
18023-01-02 | Sainsbury HVAC Mechanical Services Pty Ltd | CDC Eastern Creek E3 Stage 2 | PCU-E-D 10 | PCU | PAC-06a and PAC-06b 820 l/s Air Change Precise Control Unit Inclusions: 1. Enthalpy air-air heat exchanger. 2. BLDC inverter compressor. 3. Reheat coil. 4. EC plug fans. 5. Economy cycle 6. Bushfire mode. 7. High ambient design. 8. Modbus TCP/IP or BACnet MSTP 9. BMS override to close bushfire mode dampers in advance. 10. Integrated advanced control system. | 1000 l/s Precise Control Unit c/w HX | 1 | -1 | 2020-10-13 | 2020-11-10 | 1 | 0 | 38800 |  | NSW | BATCH 2
18023-03-01 | Sainsbury HVAC Mechanical Services Pty Ltd | CDC Eastern Creek E3 Stage 2 | PCU-E-D 20 | PCU | PAC-08 2000 l/s Air Change Precise Control Unit Inclusions: 1. Enthalpy air-air heat exchanger. 2. BLDC inverter compressor. 3. Reheat coil. 4. EC plug fans. 5. Economy cycle 6. Bushfire mode. 7. High ambient design. 8. Modbus TCP/IP or BACnet MSTP 9. BMS override to close bushfire mode dampers in advance. 10. Integrated advanced control system. | 2000 l/s Precise Control Unit c/w HX | 1 | -1 | 2020-10-13 | 2020-12-02 | 1 | 0 | 56300 |  | NSW | BATCH 2
18023-04-02 | Sainsbury HVAC Mechanical Services Pty Ltd | CDC Eastern Creek E3 Stage 2 | PCU-E-D 10 | WCPU | PAC-09a and PAC-09b 885 l/s Air Change Precise Control Unit Inclusions: 1. Enthalpy air-air heat exchanger. 2. BLDC inverter compressor. 3. Reheat coil. 4. EC plug fans. 5. Economy cycle 6. Bushfire mode. 7. High ambient design. 8. Modbus TCP/IP or BACnet MSTP 9. BMS override to close bushfire mode dampers in advance. 10. Integrated advanced control system. | 1000 l/s Precise Control Unit c/w HX | 1 | -1 | 2020-10-13 | 2020-11-11 | 1 | 0 | 38800 |  | NSW | BATCH 2
18023-02-01 | Sainsbury HVAC Mechanical Services Pty Ltd | CDC Eastern Creek E3 Stage 2 | PCU-E-D 30 | PCU | PAC-07 2530 l/s Air Change Precise Control Unit Inclusions: 1. Enthalpy air-air heat exchanger. 2. BLDC inverter compressor. 3. Reheat coil. 4. EC plug fans. 5. Economy cycle 6. Bushfire mode. 7. High ambient design. 8. Modbus TCP/IP or BACnet MSTP 9. BMS override to close bushfire mode dampers in advance. 10. Integrated advanced control system. | 3000 l/s Precise Control Unit c/w HX | 1 | -1 | 2020-10-13 | 2020-12-04 | 1 | 0 | 70650 |  | NSW | BATCH 2
17986-01-01 | Tempro Airconditioning | Wollert Clubhouse | ACPP2300 | PP | ERV-01 2300 l/s PoolPac Unit with Dual Stage Heating and Cooling Included Option(s): EC Plug Fans, Categery D Controls. SA : 2300 l/s OA : 2300 l/s RA : 2300 l/s | 2300 l/s PoolPac Unit | 1 | -1 | 2020-10-21 | 2020-11-11 | 1 | 0 | 52500 |  | VIC | 11/11 - UNIT NOT WANTED UNTIL NEXT WEEK
18118-01-01 | Industrial Air (SA) Pty Ltd | Butler Park Barrow Island | SMA-110 | PCU | - Includes Blygold Coating at ACA premises | Split Make-up Air Unit - Nominal 1100 l/s | 1 | -1 | 2020-10-29 | 2020-11-18 | 0 | -1 | 35300 | 2020-11-23 | INDWA | BLYGOLD CONDENSER COIL ONLY
18085-01-01 | DMC Electrical & Air Cooling Pty Ltd | Douglas Water Treatment Lab | SMA-90 | PCU | Split Ducted Preconditioner Unit - nominal 900 l/s, 48 kW Indoor - Double Skin Thermally broken 25mm Pentapost frame with hanging brackets - Stainless Steel condensate tray - Fixed Speed Compressor for stage 2 cooling and reheat Outdoor - Powdercoated Galvanised Steel Construction - DC Inverter Compressor - PLC Controller - Variable Speed Condenser fan for HP control Price is ex-works Sydney | SMA-90 | 3 | -1 | 2020-10-31 | 2020-12-07 | 0 | -1 | 20080 | 2020-12-21 | QLD
18128-01-02 | Industrial Air (SA) Pty Ltd | Iron Mountain Group Vault | PCU-N-LD 10 | PCU | Low Dewpoint Precise Control Unit 1000 L/s Options included: EC plug fans Inverter Compressors Reheat Coil OA: 170 L/s SA: 830 L/s | Low Dewpoint Precise Control Unit 1000 L/s | 2 | -1 | 2020-11-06 | 2020-12-23 | 1 | 0 | 45179 |  | INDWA
18128-01-01 | Industrial Air (SA) Pty Ltd | Iron Mountain Group Vault | PCU-N-LD 10 | PCU | Low Dewpoint Precise Control Unit 1000 L/s Options included: EC plug fans Inverter Compressors Reheat Coil OA: 170 L/s SA: 830 L/s | Low Dewpoint Precise Control Unit 1000 L/s | 2 | -1 | 2020-11-06 | 2020-12-23 | 1 | 0 | 45179 |  | INDWA
18070-01-01 | East Coast Air | Neuro Alliance Hydro Pool | ACPP2300 | PP | 2300 l/s PoolPac Unit with Dual Stage Heating and Cooling PAC1 | 2300 l/s PoolPac Unit | 1 | -1 | 2020-11-06 | 2021-01-07 | 0 | -1 | 44935 | 2021-01-11 | NSW | AFS MANUFACTURE
17985-02-10 | Value Added Asset Management | Southport TAFE | PCU-N-D 15 | PCU | PCU-N-D 20 Air Change Precise Control Units PCU-N-D 15 (WC) - 6 off (S1.1, S1.2, S5.1, T1.2, T5.1, and T5.2) PCU-N-D 30 (WC) - 2 off (PCU-N-D 30 (WC) - 4 off (S3.1A, S3.1B, S4.1A, S4.1B) (Supplied as 2 Individual units per plant room) Total 14 Systems (16 Individual Units) Galvanised Channel base frame Double Skin Sandwich Panel Construction - Thermally broken, min 25mm DC Inverter Compressor(s) Hot Gas Reheat Coil with Capacity Control Epoxy Coating on Evaporator and Reheat Coil EC Plug Fans with Proprietary Air Volume or Duct Pressure Control Tube in Tube Condenser to suit Open Condenser Water Circuit - C/W flow switch Proprietary Controls System with factory sitted sensors and HLI Onsite Commissioning Assistance for all units - refer footnotes Onsite Assembly supervision for first unit installed Exclusions - Filters - Remote Monitoring - Labour for onsite assembly - Solenoid/Stad valves | PCU-N-D 15 | 1 | -1 | 2020-11-13 | 2020-12-17 | 1 | 0 | 45512.5 |  | QLD | WANTED ASAP
17985-02-09 | Value Added Asset Management | Southport TAFE | PCU-N-D 15 | PCU | PCU-N-D 20 Air Change Precise Control Units PCU-N-D 15 (WC) - 6 off (S1.1, S1.2, S5.1, T1.2, T5.1, and T5.2) PCU-N-D 30 (WC) - 2 off (PCU-N-D 30 (WC) - 4 off (S3.1A, S3.1B, S4.1A, S4.1B) (Supplied as 2 Individual units per plant room) Total 14 Systems (16 Individual Units) Galvanised Channel base frame Double Skin Sandwich Panel Construction - Thermally broken, min 25mm DC Inverter Compressor(s) Hot Gas Reheat Coil with Capacity Control Epoxy Coating on Evaporator and Reheat Coil EC Plug Fans with Proprietary Air Volume or Duct Pressure Control Tube in Tube Condenser to suit Open Condenser Water Circuit - C/W flow switch Proprietary Controls System with factory sitted sensors and HLI Onsite Commissioning Assistance for all units - refer footnotes Onsite Assembly supervision for first unit installed Exclusions - Filters - Remote Monitoring - Labour for onsite assembly - Solenoid/Stad valves | PCU-N-D 15 | 1 | -1 | 2020-11-13 | 2020-12-17 | 1 | 0 | 45512.5 |  | QLD | WANTED ASAP
17985-02-05 | Value Added Asset Management | Southport TAFE | PCU-N-D 15 | PCU | PCU-N-D 20 Air Change Precise Control Units PCU-N-D 15 (WC) - 6 off (S1.1, S1.2, S5.1, T1.2, T5.1, and T5.2) PCU-N-D 30 (WC) - 1 off (S3.1B) (Supplied as 2 Individual units per plant room) Total 14 Systems (16 Individual Units) Galvanised Channel base frame Double Skin Sandwich Panel Construction - Thermally broken, min 25mm DC Inverter Compressor(s) Hot Gas Reheat Coil with Capacity Control Epoxy Coating on Evaporator and Reheat Coil EC Plug Fans with Proprietary Air Volume or Duct Pressure Control Tube in Tube Condenser to suit Open Condenser Water Circuit - C/W flow switch Proprietary Controls System with factory sitted sensors and HLI Onsite Commissioning Assistance for all units - refer footnotes Onsite Assembly supervision for first unit installed Exclusions - Filters - Remote Monitoring - Labour for onsite assembly - Solenoid/Stad valves | PCU-N-D 15 | 1 | -1 | 2020-11-13 | 2020-12-07 | 1 | 0 | 45512.5 |  | QLD | WANTED ASAP
18083-01-01 | Precise Air Group P/L | Queensland Theatre Precon | SMA-90 | DEHUM | 750 l/s split make-up preconditioning unit Unit Includes: BLDC Inverter Compressor 25mm PU Panel Indoor Unit Corrosion treated Remote Condenser c/w EC Axial Fan EC Forward Curved Supply Fans Proprietary factory tested controls (unit start/stop required by external LLI) | SMA-90 | 1 | -1 | 2020-11-13 | 2020-12-17 | 0 | -1 | 20500 | 2020-12-21 | QLD
17985-02-06 | Value Added Asset Management | Southport TAFE | PCU-N-D 15 | PCU | PCU-N-D 20 Air Change Precise Control Units PCU-N-D 15 (WC) - 6 off (S1.1, S1.2, S5.1, T1.2, T5.1, and T5.2) PCU-N-D 30 (WC) - 1 off (S3.1B) (Supplied as 2 Individual units per plant room) Total 14 Systems (16 Individual Units) Galvanised Channel base frame Double Skin Sandwich Panel Construction - Thermally broken, min 25mm DC Inverter Compressor(s) Hot Gas Reheat Coil with Capacity Control Epoxy Coating on Evaporator and Reheat Coil EC Plug Fans with Proprietary Air Volume or Duct Pressure Control Tube in Tube Condenser to suit Open Condenser Water Circuit - C/W flow switch Proprietary Controls System with factory sitted sensors and HLI Onsite Commissioning Assistance for all units - refer footnotes Onsite Assembly supervision for first unit installed Exclusions - Filters - Remote Monitoring - Labour for onsite assembly - Solenoid/Stad valves | PCU-N-D 15 | 1 | -1 | 2020-11-13 | 2020-12-07 | 1 | 0 | 45512.5 |  | QLD | WANTED ASAP
18069-08-02 | Fredon Air Pty Ltd | Waratah-Kemps Creek | RTP200-A | RTP | Supply Air: 9500-11200 l/s Rooftop Packaged Unit with Economy Cycle Cooling capacity = 125 KW Inclusions; -One circuit with 2X tandem fixed speed compressors -One circuit with 2X BLDC inverter compressor for capacity modulation -Epoxy coated coils -PU double skin panel for supply air chamber powder coated -1.6 mm powder coated condenser section -Refrigeration leak detection is excluded -EBM EC Plug Fan or equivalent -CO2 Control , CO2 sensor included -BACnet/MSTP protocol | Supply Air: 9500-11200 l/s Rooftop Packaged Unit | 1 | -1 | 2020-11-20 | 2020-11-25 | 1 | 0 | 55829 |  | NSW | AC-WH-09
18069-08-01 | Fredon Air Pty Ltd | Waratah-Kemps Creek | RTP200-A | RTP | Supply Air: 9500-11200 l/s Rooftop Packaged Unit with Economy Cycle Cooling capacity = 125 KW Inclusions; -One circuit with 2X tandem fixed speed compressors -One circuit with 2X BLDC inverter compressor for capacity modulation -Epoxy coated coils -PU double skin panel for supply air chamber powder coated -1.6 mm powder coated condenser section -Refrigeration leak detection is excluded -EBM EC Plug Fan or equivalent -CO2 Control , CO2 sensor included -BACnet/MSTP protocol | Supply Air: 9500-11200 l/s Rooftop Packaged Unit | 1 | -1 | 2020-11-20 | 2020-11-25 | 1 | 0 | 55829 |  | NSW | AC-WH-08
18133-01-01 | D&E Air Conditioning Pty Ltd | OSH - Site Accommodation | RTP140 |  | 140 KW 100% OA Air cooled Package unit Inclusions: - Both circuits inverter. - EC plug fans. | RTP140 | 1 | -1 | 2020-11-23 | 2020-12-18 | 0 | -1 | 40990 | 2020-12-21 | NSW | SPLIT DELIVERY ON 17TH, 21ST & 22ND DEC
18133-01-02 | D&E Air Conditioning Pty Ltd | OSH - Site Accommodation | RTP140 |  | 140 KW 100% OA Air cooled Package unit Inclusions: - Both circuits inverter. - EC plug fans. | RTP140 | 1 | -1 | 2020-11-23 | 2020-12-18 | 0 | -1 | 40990 | 2020-12-21 | NSW | SPLIT DELIVERY ON 17TH, 21ST & 22ND DEC
18069-08-04 | Fredon Air Pty Ltd | Waratah-Kemps Creek | RTP200-A | RTP | Supply Air: 9500-11200 l/s Rooftop Packaged Unit with Economy Cycle Cooling capacity = 125 KW Inclusions; -One circuit with 2X tandem fixed speed compressors -One circuit with 2X BLDC inverter compressor for capacity modulation -Epoxy coated coils -PU double skin panel for supply air chamber powder coated -1.6 mm powder coated condenser section -Refrigeration leak detection is excluded -EBM EC Plug Fan or equivalent -CO2 Control , CO2 sensor included -BACnet/MSTP protocol | Supply Air: 9500-11200 l/s Rooftop Packaged Unit | 1 | -1 | 2020-11-27 | 2020-11-27 | 1 | 0 | 55829 |  | NSW | AC-WH-13
18069-08-03 | Fredon Air Pty Ltd | Waratah-Kemps Creek | RTP200-A | RTP | Supply Air: 9500-11200 l/s Rooftop Packaged Unit with Economy Cycle Cooling capacity = 125 KW Inclusions; -One circuit with 2X tandem fixed speed compressors -One circuit with 2X BLDC inverter compressor for capacity modulation -Epoxy coated coils -PU double skin panel for supply air chamber powder coated -1.6 mm powder coated condenser section -Refrigeration leak detection is excluded -EBM EC Plug Fan or equivalent -CO2 Control , CO2 sensor included -BACnet/MSTP protocol | Supply Air: 9500-11200 l/s Rooftop Packaged Unit | 1 | -1 | 2020-11-27 | 2020-11-27 | 1 | 0 | 55829 |  | NSW | AC-WH-11
17985-02-07 | Value Added Asset Management | Southport TAFE | PCU-N-D 15 | PCU | PCU-N-D 20 Air Change Precise Control Units PCU-N-D 15 (WC) - 6 off (S1.1, S1.2, S5.1, T1.2, T5.1, and T5.2) PCU-N-D 30 (WC) - 1 off (S3.1B) (Supplied as 2 Individual units per plant room) Total 14 Systems (16 Individual Units) Galvanised Channel base frame Double Skin Sandwich Panel Construction - Thermally broken, min 25mm DC Inverter Compressor(s) Hot Gas Reheat Coil with Capacity Control Epoxy Coating on Evaporator and Reheat Coil EC Plug Fans with Proprietary Air Volume or Duct Pressure Control Tube in Tube Condenser to suit Open Condenser Water Circuit - C/W flow switch Proprietary Controls System with factory sitted sensors and HLI Onsite Commissioning Assistance for all units - refer footnotes Onsite Assembly supervision for first unit installed Exclusions - Filters - Remote Monitoring - Labour for onsite assembly - Solenoid/Stad valves | PCU-N-D 15 | 1 | -1 | 2020-11-27 | 2020-12-23 | 1 | 0 | 45512.5 |  | QLD
17985-02-08 | Value Added Asset Management | Southport TAFE | PCU-N-D 15 | PCU | PCU-N-D 20 Air Change Precise Control Units PCU-N-D 15 (WC) - 6 off (S1.1, S1.2, S5.1, T1.2, T5.1, and T5.2) PCU-N-D 30 (WC) - 2 off (PCU-N-D 30 (WC) - 4 off (S3.1A, S3.1B, S4.1A, S4.1B) (Supplied as 2 Individual units per plant room) Total 14 Systems (16 Individual Units) Galvanised Channel base frame Double Skin Sandwich Panel Construction - Thermally broken, min 25mm DC Inverter Compressor(s) Hot Gas Reheat Coil with Capacity Control Epoxy Coating on Evaporator and Reheat Coil EC Plug Fans with Proprietary Air Volume or Duct Pressure Control Tube in Tube Condenser to suit Open Condenser Water Circuit - C/W flow switch Proprietary Controls System with factory sitted sensors and HLI Onsite Commissioning Assistance for all units - refer footnotes Onsite Assembly supervision for first unit installed Exclusions - Filters - Remote Monitoring - Labour for onsite assembly - Solenoid/Stad valves | PCU-N-D 15 | 1 | -1 | 2020-11-27 | 2020-12-23 | 1 | 0 | 45512.5 |  | QLD
18069-08-06 | Fredon Air Pty Ltd | Waratah-Kemps Creek | RTP200-A | RTP | Supply Air: 9500-11200 l/s Rooftop Packaged Unit with Economy Cycle Cooling capacity = 125 KW Inclusions; -One circuit with 2X tandem fixed speed compressors -One circuit with 2X BLDC inverter compressor for capacity modulation -Epoxy coated coils -PU double skin panel for supply air chamber powder coated -1.6 mm powder coated condenser section -Refrigeration leak detection is excluded -EBM EC Plug Fan or equivalent -CO2 Control , CO2 sensor included -BACnet/MSTP protocol | Supply Air: 9500-11200 l/s Rooftop Packaged Unit | 1 | -1 | 2020-12-04 | 2020-12-03 | 1 | 0 | 55829 |  | NSW | AC-WH-18
18069-08-05 | Fredon Air Pty Ltd | Waratah-Kemps Creek | RTP200-A | RTP | Supply Air: 9500-11200 l/s Rooftop Packaged Unit with Economy Cycle Cooling capacity = 125 KW Inclusions; -One circuit with 2X tandem fixed speed compressors -One circuit with 2X BLDC inverter compressor for capacity modulation -Epoxy coated coils -PU double skin panel for supply air chamber powder coated -1.6 mm powder coated condenser section -Refrigeration leak detection is excluded -EBM EC Plug Fan or equivalent -CO2 Control , CO2 sensor included -BACnet/MSTP protocol | Supply Air: 9500-11200 l/s Rooftop Packaged Unit | 1 | -1 | 2020-12-04 | 2020-12-03 | 1 | 0 | 55829 |  | NSW | AC-WH-14
18069-09-01 | Fredon Air Pty Ltd | Waratah-Kemps Creek | RTP200-B | RTP | Supply Air: 9500-11200 l/s Rooftop Packaged Unit with Economy Cycle Cooling capacity = 145 KW Inclusions; -One circuit with 2X tandem fixed speed compressors -One circuit with 2X BLDC inverter compressor for capacity -Epoxy coated coils -PU double skin panel for supply air chamber powder coated -1.6 mm powder coated condenser section -Refrigeration leak detection is excluded -EBM EC Plug Fan or equivalent -CO2 Control , CO2 sensor included -BACnet/MSTP protocol | Supply Air: 9500-11200 l/s Rooftop Packaged Unit w | 1 | -1 | 2020-12-18 | 2020-12-10 | 1 | 0 | 57929 |  | NSW | AC-WH-10
18069-09-02 | Fredon Air Pty Ltd | Waratah-Kemps Creek | RTP200-B | RTP | Supply Air: 9500-11200 l/s Rooftop Packaged Unit with Economy Cycle Cooling capacity = 145 KW Inclusions; -One circuit with 2X tandem fixed speed compressors -One circuit with 2X BLDC inverter compressor for capacity -Epoxy coated coils -PU double skin panel for supply air chamber powder coated -1.6 mm powder coated condenser section -Refrigeration leak detection is excluded -EBM EC Plug Fan or equivalent -CO2 Control , CO2 sensor included -BACnet/MSTP protocol | Supply Air: 9500-11200 l/s Rooftop Packaged Unit w | 1 | -1 | 2020-12-18 | 2020-12-10 | 1 | 0 | 57929 |  | NSW | AC-WH-12
17985-02-03 | Value Added Asset Management | Southport TAFE | PCU-N-D 15 | PCU | PCU-N-D 20 Air Change Precise Control Units PCU-N-D 15 (WC) - 6 off (S1.1, S1.2, S5.1, T1.2, T5.1, and T5.2) PCU-N-D 30 (WC) - 1 off (S3.1B) (Supplied as 2 Individual units per plant room) Total 14 Systems (16 Individual Units) Galvanised Channel base frame Double Skin Sandwich Panel Construction - Thermally broken, min 25mm DC Inverter Compressor(s) Hot Gas Reheat Coil with Capacity Control Epoxy Coating on Evaporator and Reheat Coil EC Plug Fans with Proprietary Air Volume or Duct Pressure Control Tube in Tube Condenser to suit Open Condenser Water Circuit - C/W flow switch Proprietary Controls System with factory sitted sensors and HLI Onsite Commissioning Assistance for all units - refer footnotes Onsite Assembly supervision for first unit installed Exclusions - Filters - Remote Monitoring - Labour for onsite assembly - Solenoid/Stad valves | PCU-N-D 15 | 1 | -1 | 2021-01-06 | 2021-01-06 | 1 | 0 | 45512.5 |  | QLD
18069-09-04 | Fredon Air Pty Ltd | Waratah-Kemps Creek | RTP200-B | RTP | Supply Air: 9500-11200 l/s Rooftop Packaged Unit with Economy Cycle Cooling capacity = 145 KW Inclusions; -One circuit with 2X tandem fixed speed compressors -One circuit with 2X BLDC inverter compressor for capacity -Epoxy coated coils -PU double skin panel for supply air chamber powder coated -1.6 mm powder coated condenser section -Refrigeration leak detection is excluded -EBM EC Plug Fan or equivalent -CO2 Control , CO2 sensor included -BACnet/MSTP protocol | Supply Air: 9500-11200 l/s Rooftop Packaged Unit w | 1 | -1 | 2021-01-08 | 2020-12-17 | 1 | 0 | 57929 |  | NSW | AC-WH-16
18069-09-03 | Fredon Air Pty Ltd | Waratah-Kemps Creek | RTP200-B | RTP | Supply Air: 9500-11200 l/s Rooftop Packaged Unit with Economy Cycle Cooling capacity = 145 KW Inclusions; -One circuit with 2X tandem fixed speed compressors -One circuit with 2X BLDC inverter compressor for capacity -Epoxy coated coils -PU double skin panel for supply air chamber powder coated -1.6 mm powder coated condenser section -Refrigeration leak detection is excluded -EBM EC Plug Fan or equivalent -CO2 Control , CO2 sensor included -BACnet/MSTP protocol | Supply Air: 9500-11200 l/s Rooftop Packaged Unit w | 1 | -1 | 2021-01-08 | 2020-12-17 | 1 | 0 | 57929 |  | NSW | AC-WH-15
18186-01-01 | Summit Industrial Chillers Pty Ltd | Deco | SIC-EST-200--4-40 |  | 200kW Chiller at -4 Deg C water at 40 Deg C air ambient temperature. Features: - Two independendent refrigeration cicuits each circuit with two (2) x Danfoss scroll compressor - Shell & Tube Evaporator Evaporator - Hot gas bypass for low load operation - All compressor include isolation valves - V - Shape air cooled condensers coated in Heresite coating - Condenser Protective Grille - Eight (8) x Axial fans (top air discharge) - Under / Over voltage protection relay - Main incoming isolator with door interlock - Emergercy stop button - CE water flow switch supplied loose - Micro vision controller - Chiller pump contactor and overload - Soft Starters for all compressors - Emergency Stop Button - Australian Wiring Colours Price in USD | 200kW Chiller at -4 Deg C water at 40 Deg C air | 1 | -1 | 2021-01-08 | 2021-01-20 | 1 | 0 | 69889.66 |  | SIC
18123-01-01 | Siganto Air Service & Solutions | Caboolture TAFE | ACDHUM1-D | DEHUM | PCOA: 1 off ACDHUM1-D 500 L/s DX Preconditioner Complete with: - 80% efficient sensible-only heat exchanger - BLDC Inverter compressor - Packaged Condenser w/hail guard - Stainless Steel drain trays - Corrosion treated coils - Ziehl-Abegg EC plug fans - Proprietary 'ClimaSync' controls package (unit requires enable by others) - G4 Panel + F5 Deep bed filters - Half day commissioning assistance including travel - Freight to site | ACDHUM1-D | 1 | -1 | 2021-01-11 | 2021-01-08 | 1 | 0 | 39000 |  | QLD
17985-02-01 | Value Added Asset Management | Southport TAFE | PCU-N-D 15 | PCU | PCU-N-D 20 Air Change Precise Control Units PCU-N-D 15 (WC) - 7 off (S1.1, S1.2, S5.1, S3.2, T1.2, T5.1, and T5.2) PCU-N-D 30 (WC) - 4 Off (S3.1A, S3.1B, S4.1A, S4.1B) (Supplied as 2 Individual units per plant room) Total 14 Systems (16 Individual Units) Galvanised Channel base frame Double Skin Sandwich Panel Construction - Thermally broken, min 25mm DC Inverter Compressor(s) Hot Gas Reheat Coil with Capacity Control Epoxy Coating on Evaporator and Reheat Coil EC Plug Fans with Proprietary Air Volume or Duct Pressure Control Tube in Tube Condenser to suit Open Condenser Water Circuit - C/W flow switch Proprietary Controls System with factory sitted sensors and HLI Onsite Commissioning Assistance for all units - refer footnotes Onsite Assembly supervision for first unit installed Exclusions - Filters - Remote Monitoring - Labour for onsite assembly - Solenoid/Stad valves | PCU-N-D 15 | 1 | -1 | 2021-01-11 | 2021-01-18 | 1 | 0 | 45512.5 |  | QLD | CHANGED FROM S1.1 TO T1.2
17985-03-02 | Value Added Asset Management | Southport TAFE | PCU-N-D 20 | PCU | PCU-N-D 20 Air Change Precise Control Units PCU-N-D 20 (WC) - 4 off (S2.1, S3.2, S4.2, T2.1) PCU-N-D 30 (WC) - 1 off (S4.1B) (Supplied as 2 Individual units per plant room) Galvanised Channel base frame Double Skin Sandwich Panel Construction - Thermally broken, min 25mm DC Inverter Compressor(s) Hot Gas Reheat Coil with Capacity Control Epoxy Coating on Evaporator and Reheat Coil EC Plug Fans with Proprietary Air Volume or Duct Pressure Control Tube in Tube Condenser to suit Open Condenser Water Circuit - C/W flow switch Proprietary Controls System with factory sitted sensors and HLI Onsite Commissioning Assistance for all units - refer footnotes Onsite Assembly supervision for first unit installed Exclusions - Filters - Remote Monitoring - Labour for onsite assembly - Solenoid/Stad valves | PCU-N-D 20 | 1 | -1 | 2021-01-11 | 2021-01-11 | 1 | 0 | 49012.5 |  | QLD
18131-01-01 | Industrial Air (SA) Pty Ltd | Larrakeyah Precinct Darwin | PCU-N-D 30 | PCU |  | PCU-N-D 30 | 1 | -1 | 2021-01-12 | 2021-01-15 | 1 | 0 | 63670 |  | INDNT
18105-01-01 | Metro Air (Vic) Pty Ltd | Sense Of Self Bath House | ACPP750 | PP | 750 L/s PoolPac Unit with Single Stage Heating and Cooling. OA : 500 L/s RA : 500 L/s SA : 500 L/s Energy efficient sensible air to air counterflow plate heat exchangers providing thousands of dollars in energy bill savings every month. - Energy recovery technology reduces outside air load by up to 80% - 100% outdoor air ventilation improves indoor air quality and prevents condensation - Reverse cycle operation for all seasons - Section J of BCA compliant - Multi award winning Australian made, internationally patented technology - Reverse Cycle with Hot Gas de-ice - Corrosion resistant coil fins - High quality EC fans & TX valve - 50 mm sandwich panel cabinet UV treated PVC joiners for thermal & noise barrier | 750 l/s PoolPac Unit | 1 | -1 | 2021-01-12 | 2021-01-22 | 1 | 0 | 23499 |  | VIC
18061-01-01 | Auscool Air Conditioning & Mechanical Services P/L | Knox Medical Centre | ACS20RCRTP | RTP | PAC-2,3 20 kW Rooftop Packaged Unit with Single Stage Heating and Cooling Include Option(s): EC Plug Fans, Return Air By-Pass Damper, BLDC Inverter Compressor, Factory programmed PLC coming with all sensors, HLI (Modbus) and HMI. SA : 800 l/s OA : 800 l/s RA : 800 l/s | 20kW Rooftop Packaged Unit | 1 | -1 | 2021-01-15 | 2020-12-15 | 1 | 0 | 28650 |  | VIC
18069-08-07 | Fredon Air Pty Ltd | Waratah-Kemps Creek | RTP200-A | RTP | Supply Air: 9500-11200 l/s Rooftop Packaged Unit with Economy Cycle Cooling capacity = 125 KW Inclusions; -One circuit with 2X tandem fixed speed compressors -One circuit with 2X BLDC inverter compressor for capacity modulation -Epoxy coated coils -PU double skin panel for supply air chamber powder coated -1.6 mm powder coated condenser section -Refrigeration leak detection is excluded -EBM EC Plug Fan or equivalent -CO2 Control , CO2 sensor included -BACnet/MSTP protocol | Supply Air: 9500-11200 l/s Rooftop Packaged Unit | 1 | -1 | 2021-01-15 | 2021-01-14 | 1 | 0 | 55829 |  | NSW | AC-WH-19
18234-01-01 | Dunnac Pty Ltd | Dunnac Modifcations for SO11014 | PH66 FACTORY MODIFICATIONS |  |  | PH66 Factory Modifications | 1 | -1 | 2021-01-15 | 2021-01-28 | 1 | 0 | 15380
18157-01-01 | Industrial Air (SA) Pty Ltd | Albermarle Lithium | PCU-N-D 50 | PCU |  | PCU-N-D 50 | 1 | -1 | 2021-01-15 | 2021-01-21 | 1 | 0 | 82000 |  | INDWA
17985-02-04 | Value Added Asset Management | Southport TAFE | PCU-N-D 15 | PCU | PCU-N-D 20 Air Change Precise Control Units PCU-N-D 15 (WC) - 6 off (S1.1, S1.2, S5.1, T1.2, T5.1, and T5.2) PCU-N-D 30 (WC) - 1 off (S3.1B) (Supplied as 2 Individual units per plant room) Total 14 Systems (16 Individual Units) Galvanised Channel base frame Double Skin Sandwich Panel Construction - Thermally broken, min 25mm DC Inverter Compressor(s) Hot Gas Reheat Coil with Capacity Control Epoxy Coating on Evaporator and Reheat Coil EC Plug Fans with Proprietary Air Volume or Duct Pressure Control Tube in Tube Condenser to suit Open Condenser Water Circuit - C/W flow switch Proprietary Controls System with factory sitted sensors and HLI Onsite Commissioning Assistance for all units - refer footnotes Onsite Assembly supervision for first unit installed Exclusions - Filters - Remote Monitoring - Labour for onsite assembly - Solenoid/Stad valves | PCU-N-D 15 | 1 | -1 | 2021-01-15 | 2021-01-21 | 1 | 0 | 45512.5 |  | QLD | CHANGED FROM T1.2 TO S1.1
18069-08-08 | Fredon Air Pty Ltd | Waratah-Kemps Creek | RTP200-A | RTP | Supply Air: 9500-11200 l/s Rooftop Packaged Unit with Economy Cycle Cooling capacity = 125 KW Inclusions; -One circuit with 2X tandem fixed speed compressors -One circuit with 2X BLDC inverter compressor for capacity modulation -Epoxy coated coils -PU double skin panel for supply air chamber powder coated -1.6 mm powder coated condenser section -Refrigeration leak detection is excluded -EBM EC Plug Fan or equivalent -CO2 Control , CO2 sensor included -BACnet/MSTP protocol | Supply Air: 9500-11200 l/s Rooftop Packaged Unit | 1 | -1 | 2021-01-15 | 2021-01-14 | 1 | 0 | 55829 |  | NSW | AC-WH-21
18061-01-02 | Auscool Air Conditioning & Mechanical Services P/L | Knox Medical Centre | ACS20RCRTP | RTP | PAC-2,3 20 kW Rooftop Packaged Unit with Single Stage Heating and Cooling Include Option(s): EC Plug Fans, Return Air By-Pass Damper, BLDC Inverter Compressor, Factory programmed PLC coming with all sensors, HLI (Modbus) and HMI. SA : 800 l/s OA : 800 l/s RA : 800 l/s | 20kW Rooftop Packaged Unit | 1 | -1 | 2021-01-15 | 2020-12-11 | 1 | 0 | 28650 |  | VIC
18061-02-01 | Auscool Air Conditioning & Mechanical Services P/L | Knox Medical Centre | ACS23RCRTP | RTP | PAC-1 23 kW Rooftop Packaged Unit with Single Stage Heating and Cooling Include Option(s): EC Plug Fans, Return Air By-Pass Damper, BLDC Inverter Compressor, Factory programmed PLC coming with all sensors, HLI (Modbus) and HMI. SA : 1000 l/s OA : 500 l/s RA : 1000 l/s | 23 kW Rooftop Packaged Unit | 1 | -1 | 2021-01-15 | 2020-12-11 | 1 | 0 | 30363 |  | VIC | INV & DELIVER FULL ORDER IN JAN 2021
17985-01-02 | Value Added Asset Management | Southport TAFE | PCU-N-D 10 | PCU | PCU-N-D 10 Air Change Precise Control Units PCU-N-D 10 (WC) - 2 off (S2.2 and T1.1) PCU-N-D 30 (WC) - 2 off (S3.1A and S4.1A) (Supplied as 2 Individual units per plant room) Galvanised Channel base frame Double Skin Sandwich Panel Construction - Thermally broken, min 25mm DC Inverter Compressor(s) Hot Gas Reheat Coil with Capacity Control Epoxy Coating on Evaporator and Reheat Coil EC Plug Fans with Proprietary Air Volume or Duct Pressure Control Tube in Tube Condenser to suit Open Condenser Water Circuit - C/W flow switch Proprietary Controls System with factory sitted sensors and HLI Onsite Commissioning Assistance for all units - refer footnotes Onsite Assembly supervision for first unit installed Exclusions - Filters - Remote Monitoring - Labour for onsite assembly - Solenoid/Stad valves | PCU-N-D 10 | 1 | -1 | 2021-01-15 | 2021-01-22 | 1 | 0 | 42012.5 |  | QLD
17985-02-02 | Value Added Asset Management | Southport TAFE | PCU-N-D 15 | PCU | PCU-N-D 20 Air Change Precise Control Units PCU-N-D 15 (WC) - 6 off (S1.1, S1.2, S5.1, T1.2, T5.1, and T5.2) PCU-N-D 30 (WC) - 1 off (S3.1B) (Supplied as 2 Individual units per plant room) Total 14 Systems (16 Individual Units) Galvanised Channel base frame Double Skin Sandwich Panel Construction - Thermally broken, min 25mm DC Inverter Compressor(s) Hot Gas Reheat Coil with Capacity Control Epoxy Coating on Evaporator and Reheat Coil EC Plug Fans with Proprietary Air Volume or Duct Pressure Control Tube in Tube Condenser to suit Open Condenser Water Circuit - C/W flow switch Proprietary Controls System with factory sitted sensors and HLI Onsite Commissioning Assistance for all units - refer footnotes Onsite Assembly supervision for first unit installed Exclusions - Filters - Remote Monitoring - Labour for onsite assembly - Solenoid/Stad valves | PCU-N-D 15 | 1 | -1 | 2021-01-15 | 2021-01-13 | 1 | 0 | 45512.5 |  | QLD
18147-01-01 | Dawson Technical Services Pty Ltd | Kirwin Police Station | PCU-N-D 20 | DEHUM | PCU-N-D 20 110 kW Split Ducted Preconditioner complete with - Galvanised Channel Base Frame - Double Skin PIR Sandwich Panel Cabinet - Dual DC Inverter compressors - cooling only unless requested otherwise - Modulating Hot Gas Reheat coil - EC Plug supply fan c/w constant airflow control - Remote Condenser - Vertical Discharge + EC Axial condenser fans - Proprietary control with low level interface to BMS (Modbus and Bacnet are available as options for additional charge) - Stainless Steel Condensate tray - Epoxy coating on Evap and condenser coils - 100 mm Panel Filter - bag filter to be provided if space permits Indicative pipe sizes (2 circuits) - Discharge - 1 1/8" - Liquid - 3/4" lines do not need to be insulated except where Refrigerant pipe is a safety hazard due to high temp FIS Townsville Commissioning Inspection included pending travel restrictions/site access | PCU-N-D 20 | 1 | -1 | 2021-01-18 | 2021-02-08 | 1 | 0 | 62500 |  | QLD
18069-08-10 | Fredon Air Pty Ltd | Waratah-Kemps Creek | RTP200-A | RTP | Supply Air: 9500-11200 l/s Rooftop Packaged Unit with Economy Cycle Cooling capacity = 125 KW Inclusions; -One circuit with 2X tandem fixed speed compressors -One circuit with 2X BLDC inverter compressor for capacity modulation -Epoxy coated coils -PU double skin panel for supply air chamber powder coated -1.6 mm powder coated condenser section -Refrigeration leak detection is excluded -EBM EC Plug Fan or equivalent -CO2 Control , CO2 sensor included -BACnet/MSTP protocol | Supply Air: 9500-11200 l/s Rooftop Packaged Unit | 1 | -1 | 2021-01-22 | 2021-01-21 | 1 | 0 | 55829 |  | NSW | AC-WH-25
18113-01-01 | Industrial Air (SA) Pty Ltd | Greater Curtin Bentley | PCU-N-D 30 | PCU |  | PCU-N-D 30 | 1 | -1 | 2021-01-22 | 2021-02-13 | 1 | 0 | 59620 |  | INDWA
18123-04-02 | Siganto Air Service & Solutions | Caboolture TAFE | WPR-30L-I |  | 30kW Vertical Inverter Water-Cooled Package Unit | 30kW Vertical Inverter Water-Cooled PackageUnit | 1 | -1 | 2021-01-22 | 2021-01-18 | 0 | -1 | 10400 | 2021-01-28 | QLD
18123-03-01 | Siganto Air Service & Solutions | Caboolture TAFE | WPR-45L-I |  | 45kW Vertical Inverter Water-Cooled Package Unit | 45kW Vertical Inverter Water-Cooled PackageUnit | 1 | -1 | 2021-01-22 | 2021-02-03 | 1 | 0 | 13000 |  | QLD
17985-03-01 | Value Added Asset Management | Southport TAFE | PCU-N-D 20 | PCU | PCU-N-D 20 Air Change Precise Control Units PCU-N-D 20 (WC) - 4 off (S2.1, S3.2, S4.2, T2.1) PCU-N-D 30 (WC) - 1 off (S4.1B) (Supplied as 2 Individual units per plant room) Galvanised Channel base frame Double Skin Sandwich Panel Construction - Thermally broken, min 25mm DC Inverter Compressor(s) Hot Gas Reheat Coil with Capacity Control Epoxy Coating on Evaporator and Reheat Coil EC Plug Fans with Proprietary Air Volume or Duct Pressure Control Tube in Tube Condenser to suit Open Condenser Water Circuit - C/W flow switch Proprietary Controls System with factory sitted sensors and HLI Onsite Commissioning Assistance for all units - refer footnotes Onsite Assembly supervision for first unit installed Exclusions - Filters - Remote Monitoring - Labour for onsite assembly - Solenoid/Stad valves | PCU-N-D 20 | 1 | -1 | 2021-01-22 | 2021-02-03 | 1 | 0 | 49012.5 |  | QLD
17985-02-11 | Value Added Asset Management | Southport TAFE | PCU-N-D 15 | PCU | PCU-N-D 20 Air Change Precise Control Units PCU-N-D 15 (WC) - 6 off (S1.1, S1.2, S5.1, T1.2, T5.1, and T5.2) PCU-N-D 30 (WC) - 2 off (PCU-N-D 30 (WC) - 4 off (S3.1A, S3.1B, S4.1A, S4.1B) (Supplied as 2 Individual units per plant room) Total 14 Systems (16 Individual Units) Galvanised Channel base frame Double Skin Sandwich Panel Construction - Thermally broken, min 25mm DC Inverter Compressor(s) Hot Gas Reheat Coil with Capacity Control Epoxy Coating on Evaporator and Reheat Coil EC Plug Fans with Proprietary Air Volume or Duct Pressure Control Tube in Tube Condenser to suit Open Condenser Water Circuit - C/W flow switch Proprietary Controls System with factory sitted sensors and HLI Onsite Commissioning Assistance for all units - refer footnotes Onsite Assembly supervision for first unit installed Exclusions - Filters - Remote Monitoring - Labour for onsite assembly - Solenoid/Stad valves | PCU-N-D 15 | 1 | -1 | 2021-01-22 | 2021-01-12 | 1 | 0 | 45512.5 |  | QLD
18123-03-02 | Siganto Air Service & Solutions | Caboolture TAFE | WPR-45L-I |  | 45kW Vertical Inverter Water-Cooled Package Unit | 45kW Vertical Inverter Water-Cooled PackageUnit | 1 | -1 | 2021-01-22 | 2021-02-03 | 1 | 0 | 13000 |  | QLD
18123-04-01 | Siganto Air Service & Solutions | Caboolture TAFE | WPR-30L-I |  | 30kW Vertical Inverter Water-Cooled Package Unit | 30kW Vertical Inverter Water-Cooled PackageUnit | 1 | -1 | 2021-01-22 | 2021-01-18 | 0 | -1 | 10400 | 2021-01-28 | QLD
18123-02-01 | Siganto Air Service & Solutions | Caboolture TAFE | WPR-60L-I | RTP | 60kW Vertical Inverter Water-Cooled Package Unit | 60kW Vertical Inverter Water-Cooled PackageUnit | 1 | -1 | 2021-01-22 | 2021-01-29 | 1 | 0 | 17095 |  | QLD
17985-01-01 | Value Added Asset Management | Southport TAFE | PCU-N-D 10 | PCU | PCU-N-D 10 Air Change Precise Control Units PCU-N-D 10 (WC) - 2 off (S2.2 and T1.1) Galvanised Channel base frame Double Skin Sandwich Panel Construction - Thermally broken, min 25mm DC Inverter Compressor(s) Hot Gas Reheat Coil with Capacity Control Epoxy Coating on Evaporator and Reheat Coil EC Plug Fans with Proprietary Air Volume or Duct Pressure Control Tube in Tube Condenser to suit Open Condenser Water Circuit - C/W flow switch Proprietary Controls System with factory sitted sensors and HLI Onsite Commissioning Assistance for all units - refer footnotes Onsite Assembly supervision for first unit installed Exclusions - Filters - Remote Monitoring - Labour for onsite assembly - Solenoid/Stad valves | PCU-N-D 10 | 1 | -1 | 2021-01-22 | 2021-02-02 | 1 | 0 | 42012.5 |  | QLD
18069-08-09 | Fredon Air Pty Ltd | Waratah-Kemps Creek | RTP200-A | RTP | Supply Air: 9500-11200 l/s Rooftop Packaged Unit with Economy Cycle Cooling capacity = 125 KW Inclusions; -One circuit with 2X tandem fixed speed compressors -One circuit with 2X BLDC inverter compressor for capacity modulation -Epoxy coated coils -PU double skin panel for supply air chamber powder coated -1.6 mm powder coated condenser section -Refrigeration leak detection is excluded -EBM EC Plug Fan or equivalent -CO2 Control , CO2 sensor included -BACnet/MSTP protocol | Supply Air: 9500-11200 l/s Rooftop Packaged Unit | 1 | -1 | 2021-01-22 | 2021-01-21 | 1 | 0 | 55829 |  | NSW | AC-WH-23
18069-09-05 | Fredon Air Pty Ltd | Waratah-Kemps Creek | RTP200-B | RTP | Supply Air: 9500-11200 l/s Rooftop Packaged Unit with Economy Cycle Cooling capacity = 145 KW Inclusions; -One circuit with 2X tandem fixed speed compressors -One circuit with 2X BLDC inverter compressor for capacity -Epoxy coated coils -PU double skin panel for supply air chamber powder coated -1.6 mm powder coated condenser section -Refrigeration leak detection is excluded -EBM EC Plug Fan or equivalent -CO2 Control , CO2 sensor included -BACnet/MSTP protocol | Supply Air: 9500-11200 l/s Rooftop Packaged Unit w | 1 | -1 | 2021-01-22 | 2021-02-01 | 1 | 0 | 57929 |  | NSW | AC-WH-17
18139-01-01 | AE Smith & Son (NQ) Pty Ltd | Coles Andergrove | ACDHUM3-LD | DEHUM | Nominal 3000 l/s Low Dewpoint Dehumidification Unit complete with - Galvanised Channel Base Frame - 50 mm Double Skin PIR Sandwich Panel Cabinet - Thermally broken and weatherproof - Counterflow Sensible Heat Exchanger for Efficient Precooling and reheat - CHW Cooling Coil - Stage 1 cooling (76 kW) - Low Temperature DX Cooling coil - stage 2 cooling - dual circuit DC Inverters (min 65 kW) - Heating Hot Water Reheat Coil (65 kW) - Epoxy Coating to all coils - Stainless Steel condensate trays and SS/Marine Grade Aluminium Fixings - Ziehl-abegg EC plug SA fans on constant airflow control - Ziehl-abegg EC Condenser fans - HP controlled - Mixing section c/w Panel and Deep Ded Filters - Proprietary Climasync PLC Controls with Modbus TCP or BACnet RS485 Interface - Remote monitoring is available via VPN if access can be provided by BMS FIS Mackay with Full Day Onsite Commissioning Assistance | ACDHUM3-LD | 1 | -1 | 2021-01-27 | 2021-02-17 | 1 | 0 | 88450 |  | QLD
18135-01-01 | Tempro Airconditioning | Plumpton Clubhouse | ACPP2300 | PP | ERV-01 2300 l/s PoolPac Unit with Dual Stage Heating and Cooling Included Option(s): Modulating Return Air Bypass, DOL Compressor, EC Plug Fans. SA : 2300 l/s OA : 2300 l/s RA : 2300 l/s | 2300 l/s PoolPac Unit | 1 | -1 | 2021-01-29 | 2021-02-15 | 1 | 0 | 52100 |  | VIC
18249-01-01 | Hinterland Air | Rous Road Production Facility | SMA-70 | PCU | ACC-2 Split Make-up Air System - SMA-70 Indoor Unit complete with - EC Ecroll fan - 0-10 V input from BMS required - Scroll Compressor for Stage 2 Dehum and Free Reheat Outdoor Unit Complete with - DC Inverter compressor - EC Axial fan - PLC controller with Terminal Strip Interface to BMS | SMA-70 | 1 | -1 | 2021-01-29 | 2021-02-22 | 0 | -1 | 19000 | 2021-02-24 | QLD
18270-02-03 | FDC Mechanical Services | Mt Annan Botanic Gardens | PCU-N-LD 5 | PCU | Low Dewpoint Precise Control Unit 500 L/s Options included: EC plug fans Dual Refrigerant Circuit Water Cooled Condenser Inverter Compressors Reheat Coil Air Change ClimaSync | Low Dewpoint Precise Control Unit 1000 L/s | 1 | -1 | 2021-01-29 | 2021-03-19 | 1 | 0 | 41012 |  | NSW | PCU-8
18033-01-01 | Cooke Industries | Linwood | ACPP6500 | PP | 6500 l/s PoolPac Unit with Dual Stage Heating and Cooling SA : 6500 l/s; OA : 6500 l/s; RA : 6500 l/s - Galvanised Channel Base Frame - 50 mm PIR Sandwich Panel Construction - internally finished with Corrosion Resistant Paint - Ziehl-abegg EC Plug fans with composite Impellers - Air volume or duct pressure controlled - Viewport fitted to fan sections - Internal lighting to fan and Heat exchanger section - Dual Staged Compressors - Reverse Cycle - Corrosion Treated DX Coils - Epoxy - Bypass dampers for recirculation/warm-up - incl factory fitted actuators - Internal Corrosion Resistant Treatment to suit Pool Environment - Proprietary Counterflow, Sensible Only Heat Exchanger - c/w Aluminium PDC Condensate tray Filter Plenum is priced seperately as an option Price Includes Minimum 1 off Full day Onsite Commissioning Assistance | 6500 l/s PoolPac Unit | 1 | -1 | 2021-01-29 | 2021-02-10 | 1 | 0 | 80000 |  | QLD | AFS
18033-01-02 | Cooke Industries | Linwood | ACPP6500 | PP | 6500 l/s PoolPac Unit with Dual Stage Heating and Cooling SA : 6500 l/s; OA : 6500 l/s; RA : 6500 l/s - Galvanised Channel Base Frame - 50 mm PIR Sandwich Panel Construction - internally finished with Corrosion Resistant Paint - Ziehl-abegg EC Plug fans with composite Impellers - Air volume or duct pressure controlled - Viewport fitted to fan sections - Internal lighting to fan and Heat exchanger section - Dual Staged Compressors - Reverse Cycle - Corrosion Treated DX Coils - Epoxy - Bypass dampers for recirculation/warm-up - incl factory fitted actuators - Internal Corrosion Resistant Treatment to suit Pool Environment - Proprietary Counterflow, Sensible Only Heat Exchanger - c/w Aluminium PDC Condensate tray Filter Plenum is priced seperately as an option Price Includes Minimum 1 off Full day Onsite Commissioning Assistance | 6500 l/s PoolPac Unit | 1 | -1 | 2021-01-29 | 2021-02-18 | 1 | 0 | 80000 |  | QLD | AFS
18270-02-04 | FDC Mechanical Services | Mt Annan Botanic Gardens | PCU-N-LD 5 | PCU | Low Dewpoint Precise Control Unit 500 L/s Options included: EC plug fans Dual Refrigerant Circuit Water Cooled Condenser Inverter Compressors Reheat Coil Air Change ClimaSync | Low Dewpoint Precise Control Unit 1000 L/s | 1 | -1 | 2021-01-29 | 2021-03-19 | 1 | 0 | 41012 |  | NSW | PCU-9
18270-02-05 | FDC Mechanical Services | Mt Annan Botanic Gardens | PCU-N-LD 5 | PCU | Low Dewpoint Precise Control Unit 500 L/s Options included: EC plug fans Dual Refrigerant Circuit Water Cooled Condenser Inverter Compressors Reheat Coil Air Change ClimaSync | Low Dewpoint Precise Control Unit 1000 L/s | 1 | -1 | 2021-01-29 | 2021-03-19 | 1 | 0 | 41012 |  | NSW | PCU-10
18155-01-01 | ARA Mechanical Services | WSU Campbelltown Building 24 | PCU-N-LD 10 | DEHUM | DH-G-1 & 2 Low Dewpoint Precise Control Unit Inclusions: 1. Invertor comperssor. 2. EC plug fans. 3. EC condenser fans. 4. Electronic expansion valve. 5. Head pressure control. 6. Reheat coil. 7. Integrated control system and touch screen controller. 8. BMS HLI. 9. Remote condenser. 10. Filters. | Low Dewpoint Precise Control Unit 1000 L/s | 1 | -1 | 2021-01-29 | 2021-03-01 | 1 | 0 | 62338 |  | NSW
18155-01-02 | ARA Mechanical Services | WSU Campbelltown Building 24 | PCU-N-LD 10 | DEHUM | DH-G-1 & 2 Low Dewpoint Precise Control Unit Inclusions: 1. Invertor comperssor. 2. EC plug fans. 3. EC condenser fans. 4. Electronic expansion valve. 5. Head pressure control. 6. Reheat coil. 7. Integrated control system and touch screen controller. 8. BMS HLI. 9. Remote condenser. 10. Filters. | Low Dewpoint Precise Control Unit 1000 L/s | 1 | -1 | 2021-01-29 | 2021-03-01 | 1 | 0 | 62338 |  | NSW
18276-01-01 | Industrial Air (SA) Pty Ltd | Solomon Kitchen BSA | PCU-N-D 40 | PCU |  | PCU-N-D 40 | 1 | -1 | 2021-01-29 | 2021-03-16 | 1 | 0 | 85540 |  | INDWA | SHRINKWRAP
18270-03-01 | FDC Mechanical Services | Mt Annan Botanic Gardens | ERV550 | ERVCO | 550 l/s Energy Recovery Ventilator Unit with Chilled and Hot Water Coil to Specified Duty | 550 l/s Energy Recovery Ventilator Unit | 1 | -1 | 2021-01-29 | 2021-02-18 | 1 | 0 | 11285 |  | NSW | CEILING MOUNTED UNIT WANTED / SEE OC
18270-02-02 | FDC Mechanical Services | Mt Annan Botanic Gardens | PCU-N-LD 5 | PCU | Low Dewpoint Precise Control Unit 500 L/s Options included: EC plug fans Dual Refrigerant Circuit Water Cooled Condenser Inverter Compressors Reheat Coil Air Change ClimaSync | Low Dewpoint Precise Control Unit 1000 L/s | 1 | -1 | 2021-01-29 | 2021-03-19 | 1 | 0 | 41012 |  | NSW | PCU-7 PRIORITY
18033-02-01 | Cooke Industries | Linwood | ERV1500-ECP | ERVCO | 1500 l/s Heat Recovery Ventilator complete with - Galvanised Channel Base Frame - 50 mm PIR Sandwich Panel Construction - Ziehl-abegg EC Plug fans with composite Impellers - 0-10 VDC input from BMS - Corrosion Treated Hot Water Coil - selected to duty - Internal space for provision of heating coil - Internal Corrosion Resistant Treatment to suit Pool Environment - Proprietary Counterflow, Sensible Only Heat Exchanger - c/w Aluminium PDC Condensate tray Filter Plenum is priced seperately as an option | 1500 l/s ERV Unit with EC Plug Fan | 1 | -1 | 2021-01-29 | 2021-02-18 | 1 | 0 | 14200 |  | NZ | UNITS MADE AFS (EXCLUDING REFRIG AND ELECTRICAL)
18175-01-01 | Dawson Technical Services Pty Ltd | Gallipoli Barracks K010 Lab | PCU-N-LD 5 | PCU | AC-K010-11: 1 off PCU-N-D 5 540 l/s Humidity control unit includes: - Double-skinned 50mm PIR Sandwich Panel Cabinet (weatherproof) - Dual DC Inverter Compressors. Lead Compressor with 3-way modulating reheat - Packaged condenser with reverse cycle - EC plug supply fan c/w proprietary air volume controller - Factory Control System with HLI or MODBUS TCP interface including: - Room temp/humidity sensor and temp adjustment interface (enable required by BMS) - Internal temp sensors as required for cooling/heating/dehumidification/humidification control - Digital outputs to enable electric heater and humidifier and analogue outputs to control them - Filter/mixing section including G4 Panel + F5 bag filters (excludes dampers) - Stainless steel drain trays - Half day manufacturers commissioning assistance - Freight to site | Low Dewpoint Precise Control Unit 1000 L/s | 1 | -1 | 2021-01-31 | 2021-03-03 | 1 | 0 | 43150 |  | QLD | 16/03 UNIT NOW WANTED IN TOWNSVILLE END MARCH
18209-02-01 | Oz Cool Solutions Pty Ltd | TLC Altona Aged Care Facility | ACPP3200 | PP | 3200 l/s PoolPac Unit with Dual Stage Heating and Cooling. SA : 3200 l/s OA : 3200 l/s RA : 3200 l/s Standard Specification Refrigeration: - Reverse cycle - Hot Gas de-ice - Corrosion resistant coil fin - TX value. Compressor Type: Dual Stage DOL Cabinet: 50 mm sandwich panel with UV treated PVC joiners with thermal and noise barrier. Fans & Motors: EC fans as standard. Filter Selection not included: filters to be mounted in RA & OA solid ductwork. | 3200 l/s PoolPac Unit | 1 | -1 | 2021-01-31 | 2021-02-18 | 1 | 0 | 52980 |  | VIC
18176-01-01 | Vent Mechanical Services Pty Ltd | New Garage Newport | PCU-N-LD 10 | DEHUM | Low Dewpoint Precise Control Unit AC-1 Unit includes: 1. BLDC inverter compressor 2. EC plug fan for supply air 3. EC condenser fan 4. Electronic expansion valve 5. DX Reheat coil 6. Head pressure control 7. Integrated advanced control 8. Touch screen controller 9. BMS HLI 10. Remote Condenser 11. Blygold Coating | Low Dewpoint Precise Control Unit 1000 L/s | 1 | -1 | 2021-01-31 | 2021-03-12 | 1 | 0 | 61425 |  | NSW
18239-01-01 | Capricorn - SOLUTIONS IN AIR MOVEMENT 2 PTY LTD | Mackay Fire Station | ACDHUM2-D | DEHUM | 1200 l/s DX Preconditioner Unit Includes: - 80% efficient sensible-only heat exchanger - Double-skinned 50mm PIR sandwich panel cabinet - Stainless Steel drain trays - Corrosion treated coils - EC plug fans - Factory controls package - Deep bed filters | ACDHUM2-D | 1 | -1 | 2021-01-31 | 2021-02-18 | 1 | 0 | 42462 |  | QLD
18143-02-02 | Project Designs Airconditioning | Australian Animal Protection Society | ERV-IC 600-HTM-ECP-DX-FILTER |  | HRV- Bld A: 06, 08. HRV- Bld F: 01, 02. 600 l/s Energy Recovery Ventilator coming with DX Coils and Remote Condenser. Included Option(s): EC Plug Fans, Integrated DX Coils, Remote Condenser, G4 Panel Filters. SA: 600 l/s OA: 600 l/s RA: 600 l/s Compressor Capacity: 12kW | 600 l/s Energy Recovery Ventilator | 1 | -1 | 2021-02-01 | 2021-04-09 | 1 | 0 | 10638.4 |  | VIC
18143-03-01 | Project Designs Airconditioning | Australian Animal Protection Society | ERV-IC 900-HTM-ECP-DX-FILTER |  | HRV-Bld A: 05, 07. 900 l/s Energy Recovery Ventilator coming with DX Coils and Remote Condenser. Included Option(s): EC Plug Fans, Integrated DX Coils, Remote Condenser, G4 Panel Filters. SA: 900 l/s OA: 900 l/s RA: 900 l/s Compressor Capacity: 18kW | 900 l/s Energy Recovery Ventilator | 1 | -1 | 2021-02-01 | 2021-04-09 | 1 | 0 | 14008.6 |  | VIC
18143-02-01 | Project Designs Airconditioning | Australian Animal Protection Society | ERV-IC 600-HTM-ECP-DX-FILTER |  | HRV- Bld A: 06, 08. HRV- Bld F: 01, 02. 600 l/s Energy Recovery Ventilator coming with DX Coils and Remote Condenser. Included Option(s): EC Plug Fans, Integrated DX Coils, Remote Condenser, G4 Panel Filters. SA: 600 l/s OA: 600 l/s RA: 600 l/s Compressor Capacity: 12kW | 600 l/s Energy Recovery Ventilator | 1 | -1 | 2021-02-01 | 2021-04-09 | 1 | 0 | 10638.4 |  | VIC
18143-02-04 | Project Designs Airconditioning | Australian Animal Protection Society | ERV-IC 600-HTM-ECP-DX-FILTER |  | HRV- Bld A: 06, 08. HRV- Bld F: 01, 02. 600 l/s Energy Recovery Ventilator coming with DX Coils and Remote Condenser. Included Option(s): EC Plug Fans, Integrated DX Coils, Remote Condenser, G4 Panel Filters. SA: 600 l/s OA: 600 l/s RA: 600 l/s Compressor Capacity: 12kW | 600 l/s Energy Recovery Ventilator | 1 | -1 | 2021-02-01 | 2021-04-09 | 1 | 0 | 10638.4 |  | VIC
18143-02-03 | Project Designs Airconditioning | Australian Animal Protection Society | ERV-IC 600-HTM-ECP-DX-FILTER |  | HRV- Bld A: 06, 08. HRV- Bld F: 01, 02. 600 l/s Energy Recovery Ventilator coming with DX Coils and Remote Condenser. Included Option(s): EC Plug Fans, Integrated DX Coils, Remote Condenser, G4 Panel Filters. SA: 600 l/s OA: 600 l/s RA: 600 l/s Compressor Capacity: 12kW | 600 l/s Energy Recovery Ventilator | 1 | -1 | 2021-02-01 | 2021-04-09 | 1 | 0 | 10638.4 |  | VIC
18218-01-01 | Summit Industrial Chillers Pty Ltd | Procom Plastics | SIC-EST-55-7-40 |  | 55kW Chiller at 7 Deg C Water at 40 Deg C air ambient Model ACDS020AUGS 400/3/50, R410a - UVR: Over/under/phase std - MII2: Main incoming isolator with door interlock - HGBP: Hot gas bypass for low load operation Auto lead lag - HCC: Heresite Coil Coating - LUV: Protective grille condenser Wire fin guard top -IP55:IP55 control Panel ST1: Shell & Tube HE - ISOV:Compressor Isolation Valves - Emergency stop button - Australia wiring colours - WFS: CE marking | 55kW Chiller at 7 Deg C Water at 40 Deg C air | 1 | -1 | 2021-02-01 | 2021-02-08 | 1 | 0 | 17209.91 |  | SIC
18143-03-02 | Project Designs Airconditioning | Australian Animal Protection Society | ERV-IC 900-HTM-ECP-DX-FILTER |  | HRV-Bld A: 05, 07. 900 l/s Energy Recovery Ventilator coming with DX Coils and Remote Condenser. Included Option(s): EC Plug Fans, Integrated DX Coils, Remote Condenser, G4 Panel Filters. SA: 900 l/s OA: 900 l/s RA: 900 l/s Compressor Capacity: 18kW | 900 l/s Energy Recovery Ventilator | 1 | -1 | 2021-02-01 | 2021-04-09 | 1 | 0 | 14008.6 |  | VIC
18246-01-02 | Rival Air Pty Ltd | Alba Hotsprings | ERV-IC 1200-HTM-ECP-DX-FILTER |  | ERV-G.01,02,03 1200 L/s In Ceiling Energy Recovery Ventilator Included Option(s): Sensible Only Heat Exchanger, EC Plug Fans, In-built DX coils, Remote Condensers coming with BLDC Inverter Compressers to suit, Factory Programmed PLC coming with sensors and HLI, Built-in Panel Filter (F4). SA: 1200 l/s OA: 1200 l/s RA: 1200 l/s | 1200 l/s Energy Recovery Ventilator | 1 | -1 | 2021-02-04 | 2021-03-25 | 1 | 0 | 15090 |  | VIC
18203-01-01 | Phoenix Air Pty Ltd | Dandenong Valley SDS | ACPP2000 | PP | Hydrotherapy Pool 2000 L/s PoolPac Unit with Dual Stage Heating and Cooling. SA : 2000 l/s OA : 2000 l/s RA : 2100 l/s Includes: - 80% efficient sensible only counterflow non-metallic plate heat exchanger - Reverse Cycle - Hot Gas de-Ice - Corrosion resistant coil fin - TX valve - DOL compressor - EC plug fans and CPG constant volume fan speed controllers - 50 mm PIR coolroom panel construction (r=2.63) | 2000 l/s PoolPac Unit | 1 | -1 | 2021-02-04 | 2021-03-04 | 1 | 0 | 41000 |  | VIC | 04/03 UNIT NOW WANTED 1ST WEEK OF APRIL
18243-01-01 | Promech Mechanical Services Pty Ltd | Binnak Park Sports Pavilion | ACL45RCRTP-EC | RTP | 45 kW Rooftop Packaged Unit with Dual Stage Heating and Cooling. Included Options: - Sensible Media only - Economy Cycle - Modulating Return Air Bypass - EC Plug Fans - BLDC Inverter Compressor - Factory Programmed PLC c/w sensors and HLI SA : 1825 L/s OA : 1100 L/s RA : 1825 L/s | 45 kW Rooftop Packaged Unit With Economy Cycle | 1 | -1 | 2021-02-04 | 2021-03-22 | 1 | 0 | 37000 |  | VIC | 23/03 WAITING ON DELIVERY DETAILS FROM VIC
18246-01-03 | Rival Air Pty Ltd | Alba Hotsprings | ERV-IC 1200-HTM-ECP-DX-FILTER |  | ERV-G.01,02,03 1200 L/s In Ceiling Energy Recovery Ventilator Included Option(s): Sensible Only Heat Exchanger, EC Plug Fans, In-built DX coils, Remote Condensers coming with BLDC Inverter Compressers to suit, Factory Programmed PLC coming with sensors and HLI, Built-in Panel Filter (F4). SA: 1200 l/s OA: 1200 l/s RA: 1200 l/s | 1200 l/s Energy Recovery Ventilator | 1 | -1 | 2021-02-04 | 2021-03-25 | 1 | 0 | 15090 |  | VIC
18246-01-01 | Rival Air Pty Ltd | Alba Hotsprings | ERV-IC 1200-HTM-ECP-DX-FILTER |  | ERV-G.01,02,03 1200 L/s In Ceiling Energy Recovery Ventilator Included Option(s): Sensible Only Heat Exchanger, EC Plug Fans, In-built DX coils, Remote Condensers coming with BLDC Inverter Compressers to suit, Factory Programmed PLC coming with sensors and HLI, Built-in Panel Filter (F4). SA: 1200 l/s OA: 1200 l/s RA: 1200 l/s | 1200 l/s Energy Recovery Ventilator | 1 | -1 | 2021-02-04 | 2021-03-25 | 1 | 0 | 15090 |  | VIC
18279-01-01 | Industrial Air (SA) Pty Ltd | Cooper Residence | ACPP750 | PP | 750 l/s PoolPac Unit with Single Stage Heating and Cooling. BLDC Compressor | 750 l/s PoolPac Unit | 1 | -1 | 2021-02-05 | 2021-03-30 | 1 | 0 | 25291 |  | INDSA
18278-01-01 | Industrial Air (SA) Pty Ltd | Sinclair Residence | ACPP750 | PP | 750 l/s PoolPac Unit with Single Stage Heating and Cooling. BLDC Compressor | 750 l/s PoolPac Unit | 1 | -1 | 2021-02-05 | 2021-03-30 | 1 | 0 | 25291 |  | INDSA
18069-08-17 | Fredon Air Pty Ltd | Waratah-Kemps Creek | RTP200-A | RTP | Supply Air: 9500-11200 l/s Rooftop Packaged Unit with Economy Cycle Cooling capacity = 125 KW Inclusions; -One circuit with 2X tandem fixed speed compressors -One circuit with 2X BLDC inverter compressor for capacity modulation -Epoxy coated coils -PU double skin panel for supply air chamber powder coated -1.6 mm powder coated condenser section -Refrigeration leak detection is excluded -EBM EC Plug Fan or equivalent -CO2 Control , CO2 sensor included -BACnet/MSTP protocol | Supply Air: 9500-11200 l/s Rooftop Packaged Unit | 1 | -1 | 2021-02-05 | 2021-02-01 | 1 | 0 | 55829 |  | NSW | AC-WH-01
18265-01-01 | Balanced Air (Coolstream Refrigeration Services ) | 1 Waverley Avenue | PH60-I | RTP | 60 kW Rooftop Package Unit coming with BLDC Inverter Compressors | 60 kW Inverter Rooftop Package Unit | 1 | -1 | 2021-02-05 | 2021-03-16 | 0 | -1 | 22000 | 2021-03-18 | VIC
18265-02-01 | Balanced Air (Coolstream Refrigeration Services ) | 1 Waverley Avenue | PHS30-I |  | 30kW Reverse Cycle Air Cool Package Unit c/w BLDC Inverter Compressors Nominal Airflow: 1700 l/s | 30kW Reverse Cycle Air Cool Package Unit | 1 | -1 | 2021-02-05 | 2021-03-16 | 0 | -1 | 15561 | 2021-03-18 | VIC
18069-08-18 | Fredon Air Pty Ltd | Waratah-Kemps Creek | RTP200-A | RTP | Supply Air: 9500-11200 l/s Rooftop Packaged Unit with Economy Cycle Cooling capacity = 125 KW Inclusions; -One circuit with 2X tandem fixed speed compressors -One circuit with 2X BLDC inverter compressor for capacity modulation -Epoxy coated coils -PU double skin panel for supply air chamber powder coated -1.6 mm powder coated condenser section -Refrigeration leak detection is excluded -EBM EC Plug Fan or equivalent -CO2 Control , CO2 sensor included -BACnet/MSTP protocol | Supply Air: 9500-11200 l/s Rooftop Packaged Unit | 1 | -1 | 2021-02-05 | 2021-02-24 | 1 | 0 | 55829 |  | NSW | AC-WH-02
18268-01-01 | Airmaster Australia Pty Ltd | Fendi Store | PCU-N-LD 5 | PCU | PCU-N-LD 5 Precise Control Unit - Low dewpoint AHU-F-1 Unit includes: 1. BLDC inverter compressor 2. EC plug fan for supply air 3. EC condenser fan 4. Electronic expansion valve 5. DX Reheat coil 6. Head pressure control 7. Integrated advanced control 8. Touch screen controller 9. BMS HLI 10. Remote Condenser. 11. Top & bottom configuration 12. Top discharge | Low Dewpoint Precise Control Unit 1000 L/s | 1 | -1 | 2021-02-09 | 2021-03-18 | 1 | 0 | 43999 |  | NSW | OFF HOLD
18069-08-20 | Fredon Air Pty Ltd | Waratah-Kemps Creek | RTP200-A | RTP | Supply Air: 9500-11200 l/s Rooftop Packaged Unit with Economy Cycle Cooling capacity = 125 KW Inclusions; -One circuit with 2X tandem fixed speed compressors -One circuit with 2X BLDC inverter compressor for capacity modulation -Epoxy coated coils -PU double skin panel for supply air chamber powder coated -1.6 mm powder coated condenser section -Refrigeration leak detection is excluded -EBM EC Plug Fan or equivalent -CO2 Control , CO2 sensor included -BACnet/MSTP protocol | Supply Air: 9500-11200 l/s Rooftop Packaged Unit | 1 | -1 | 2021-02-12 | 2021-03-02 | 1 | 0 | 55829 |  | NSW | AC-WH-04
18069-08-19 | Fredon Air Pty Ltd | Waratah-Kemps Creek | RTP200-A | RTP | Supply Air: 9500-11200 l/s Rooftop Packaged Unit with Economy Cycle Cooling capacity = 125 KW Inclusions; -One circuit with 2X tandem fixed speed compressors -One circuit with 2X BLDC inverter compressor for capacity modulation -Epoxy coated coils -PU double skin panel for supply air chamber powder coated -1.6 mm powder coated condenser section -Refrigeration leak detection is excluded -EBM EC Plug Fan or equivalent -CO2 Control , CO2 sensor included -BACnet/MSTP protocol | Supply Air: 9500-11200 l/s Rooftop Packaged Unit | 1 | -1 | 2021-02-12 | 2021-02-25 | 1 | 0 | 55829 |  | NSW | AC-WH-03
17774-01-01 | Industrial Air (SA) Pty Ltd | RDH Cyclotron Facliity | PCU-N-H 15 | DEHUM | - 2 x EC plug fans for redundancy with non return dampers | Precise Control Unit Hybrid 1500 l/s | 1 | -1 | 2021-02-15 | 2021-04-21 | 1 | 0 | 49142 |  | ACT | OFF HOLD
18311-01-01 | Industrial Air (SA) Pty Ltd | Robertson Barracks Darwin | SMA-70 | PCU |  | SMA-70 | 1 | -1 | 2021-02-17 | 2021-05-26 | 0 | -1 | 15800 | 2021-05-28 | INDNT
18058-02-01 | Jamair Mechanical Services | Jewish Holocaust Centre | PHSE25-I |  | PAC-1 25kW Inverter Rooftop Packaged Unit coming with BLDC Inverter Compressors, EC Fans, Factory Programmed PLC and HLI (No, HMI). Nominal Airflow: 1060 l/s | 25kW Inverter Rooftop Packaged Unit | 1 | -1 | 2021-02-19 | 2021-03-22 | 0 | -1 | 18000 | 2021-03-30 | VIC | COD / WANTED LATE APRIL EARLY MAY
18328-01-02 | A.G. Coombs Pty Ltd (Projects) | Airtrunk P5A | ACDHUM3-D | DEHUM |  | ACDHUM3-D | 1 | -1 | 2021-02-19 | 2021-03-31 | 1 | 0 | 92785 |  | VIC | PAC-E01
18069-09-14 | Fredon Air Pty Ltd | Waratah-Kemps Creek | RTP200-B | RTP | Supply Air: 9500-11200 l/s Rooftop Packaged Unit with Economy Cycle Cooling capacity = 145 KW Inclusions; -One circuit with 2X tandem fixed speed compressors -One circuit with 2X BLDC inverter compressor for capacity -Epoxy coated coils -PU double skin panel for supply air chamber powder coated -1.6 mm powder coated condenser section -Refrigeration leak detection is excluded -EBM EC Plug Fan or equivalent -CO2 Control , CO2 sensor included -BACnet/MSTP protocol | Supply Air: 9500-11200 l/s Rooftop Packaged Unit w | 1 | -1 | 2021-02-19 | 2021-03-12 | 1 | 0 | 57929 |  | NSW | AC-WH-37
18328-01-01 | A.G. Coombs Pty Ltd (Projects) | Airtrunk P5A | ACDHUM3-D | DEHUM |  | ACDHUM3-D | 1 | -1 | 2021-02-19 | 2021-03-31 | 1 | 0 | 92785 |  | VIC | PAC-E01
18058-01-01 | Jamair Mechanical Services | Jewish Holocaust Centre | PHSE66-I |  | PAC-2 66kW Inverter Rooftop Packaged Unit coming with BLDC Inverter Compressors, EC Fans, Factory Programmed PLC and HLI (No, HMI). Nominal Airflow: 2140 l/s | 66kW Inverter Rooftop Packaged Unit | 1 | -1 | 2021-02-19 | 2021-03-22 | 0 | -1 | 34600 | 2021-03-30 | VIC | COD / WANTED LATE APRIL EARLY MAY
18069-08-21 | Fredon Air Pty Ltd | Waratah-Kemps Creek | RTP200-A | RTP | Supply Air: 9500-11200 l/s Rooftop Packaged Unit with Economy Cycle Cooling capacity = 125 KW Inclusions; -One circuit with 2X tandem fixed speed compressors -One circuit with 2X BLDC inverter compressor for capacity modulation -Epoxy coated coils -PU double skin panel for supply air chamber powder coated -1.6 mm powder coated condenser section -Refrigeration leak detection is excluded -EBM EC Plug Fan or equivalent -CO2 Control , CO2 sensor included -BACnet/MSTP protocol | Supply Air: 9500-11200 l/s Rooftop Packaged Unit | 1 | -1 | 2021-02-19 | 2021-03-03 | 1 | 0 | 55829 |  | NSW | AC-WH-05
18069-09-15 | Fredon Air Pty Ltd | Waratah-Kemps Creek | RTP200-B | RTP | Supply Air: 9500-11200 l/s Rooftop Packaged Unit with Economy Cycle Cooling capacity = 145 KW Inclusions; -One circuit with 2X tandem fixed speed compressors -One circuit with 2X BLDC inverter compressor for capacity -Epoxy coated coils -PU double skin panel for supply air chamber powder coated -1.6 mm powder coated condenser section -Refrigeration leak detection is excluded -EBM EC Plug Fan or equivalent -CO2 Control , CO2 sensor included -BACnet/MSTP protocol | Supply Air: 9500-11200 l/s Rooftop Packaged Unit w | 1 | -1 | 2021-02-26 | 2021-03-17 | 1 | 0 | 57929 |  | NSW | AC-WH-38
18383-01-01 | Industrial Air (SA) Pty Ltd | Geographe Leisure Centre | ERV4000 | ERVCO | 4000 l/s Energy Recovery Ventilator Unit Included options: Single Row HHW Coil, EC Plug Fans (factory wired throughout unit), Corrosion Resitance for Pool Environments SA : 4000 l/s OA : 4000 l/s RA : 4000 l/s | 4000 l/s Energy Recovery Ventilator Unit | 1 | -1 | 2021-02-26 | 2021-03-30 | 1 | 0 | 35905 |  | INDWA | APRIL SHIPMENT / INVOICE
18266-03-01 | Corporate Air (Vic) Pty Ltd | Korowa Anglican Girls School | ACL65RCRTP-EC | RTP | 52 kW Rooftop Packaged Unit with Dual Stage Heating and Cooling Inverter Compressors Option(s) : Economy Cycle SA : 2300 l/s OA : 2300 l/s RA : 2300 l/s | 52 kW Rooftop Packaged Unit With Economy Cycle | 1 | -1 | 2021-02-26 | 2021-04-06 | 1 | 0 | 71000 |  | VIC | 08/04 SHIP WITH AFS UNITS UNITS DUE EARLY MAY
18069-08-22 | Fredon Air Pty Ltd | Waratah-Kemps Creek | RTP200-A | RTP | Supply Air: 9500-11200 l/s Rooftop Packaged Unit with Economy Cycle Cooling capacity = 125 KW Inclusions; -One circuit with 2X tandem fixed speed compressors -One circuit with 2X BLDC inverter compressor for capacity modulation -Epoxy coated coils -PU double skin panel for supply air chamber powder coated -1.6 mm powder coated condenser section -Refrigeration leak detection is excluded -EBM EC Plug Fan or equivalent -CO2 Control , CO2 sensor included -BACnet/MSTP protocol | Supply Air: 9500-11200 l/s Rooftop Packaged Unit | 1 | -1 | 2021-02-26 | 2021-03-15 | 1 | 0 | 55829 |  | NSW | AC-WH-06
18306-03-01 | J & R Refrigeration | Cairns TAFE | PCU-N-D 40 | PCU | PCU-R2-3: 1 off PCU-N-D 40-SC 4480 l/s Custom Build DX Packaged Unit Unit Inclusions per above PCU-N-D 30-SC. | PCU-N-D 40 | 1 | -1 | 2021-03-01 | 2021-04-22 | 1 | 0 | 81000 |  | QLD | 19/04 TRUCK BOOKED TO COLLECT THURS 22/04
18306-02-01 | J & R Refrigeration | Cairns TAFE | PCU-N-D 30 | PCU | PCU-R2-5: 1 off PCU-N-D 30-SC 2590 l/s Custom Build DX Packaged Unit Unit Includes: - Galvanised Channel Base Frame - Double Skin PIR Sandwich Panel Cabinet c/w colorbond coating - weatherproof - EC Plug Indoor Fan - c/w Proprietary air volume control - EC Axial Condenser fans - HP/LP control and derating under high ambient - Epoxy Coated OA Precon and Main Evaporator Coil (no reheat coil) - Brushless DC Inverter Compressors - All fixings SS or marine grade aluminium - Filter/Mixing Section including OA, RA Dampers and actuators (non-spring return type) and Deep Bed Filters - Proprietary Climasync Controls complete with BACnet HLI (requires enable by others) | PCU-N-D 30 | 1 | -1 | 2021-03-01 | 2021-04-20 | 1 | 0 | 64000 |  | QLD | 19/04 TRUCK BOOKED TO COLLECT THURS 22/04
18306-01-01 | J & R Refrigeration | Cairns TAFE | PCU-N-D 5 | PCU | PCU-R2-2: 1 off PCU-N-D 5 415 l/s Custom Build DX Packaged Unit Unit Includes: - Galvanised Channel Base Frame - Double Skin PIR Sandwich Panel Cabinet c/w colorbond coating - weatherproof - EC Plug Indoor Fan - c/w Proprietary air volume control - EC Axial Condenser fans - HP/LP control and derating under high ambient - Epoxy Coated OA Precon, Main Evaporator Coil and reheat coil - Brushless DC Inverter Compressors - All fixings SS or marine grade aluminium - Filter/Mixing Section including OA, RA Dampers and actuators (non-spring return type) and Deep Bed Filters - Proprietary Climasync Controls complete with BACnet HLI (requires enable by others) | PCU-N-D 5 | 1 | -1 | 2021-03-01 | 2021-04-22 | 1 | 0 | 37000 |  | QLD | 19/04 TRUCK BOOKED TO COLLECT THURS 22/04
18387-01-01 | Industrial Air (SA) Pty Ltd | Trinity Green Mawson Lakes | ACPP1000 | PP | 1000 l/s PoolPac Unit with Single Stage Heating and Cooling BLDC Variable Speed Compressor | 1000 l/s PoolPac Unit | 1 | -1 | 2021-03-02 | 2021-04-07 | 1 | 0 | 25140 |  | INDSA
18069-08-23 | Fredon Air Pty Ltd | Waratah-Kemps Creek | RTP200-A | RTP | Supply Air: 9500-11200 l/s Rooftop Packaged Unit with Economy Cycle Cooling capacity = 125 KW Inclusions; -One circuit with 2X tandem fixed speed compressors -One circuit with 2X BLDC inverter compressor for capacity modulation -Epoxy coated coils -PU double skin panel for supply air chamber powder coated -1.6 mm powder coated condenser section -Refrigeration leak detection is excluded -EBM EC Plug Fan or equivalent -CO2 Control , CO2 sensor included -BACnet/MSTP protocol | Supply Air: 9500-11200 l/s Rooftop Packaged Unit | 1 | -1 | 2021-03-05 | 2021-03-18 | 1 | 0 | 55829 |  | NSW | AC-WH-07
18353-01-01 | D&T Refrigeration and Air Conditioning Pty Ltd | Al Siraat College | ACL125RCRTP-EC | RTP | 125 kW Rooftop Packaged Unit with Dual Stage Heating and Cooling 1. Inverter compressor 2. Enthalpy type HX 3. Economy cycle 4. CO2 mode with CO2 sensor 5. EC plug fan | 125 kW Rooftop Packaged Unit With Economy Cycle | 1 | -1 | 2021-03-08 | 2021-05-11 | 1 | 0 | 89205 |  | VIC
18069-09-06 | Fredon Air Pty Ltd | Waratah-Kemps Creek | RTP200-B | RTP | Supply Air: 9500-11200 l/s Rooftop Packaged Unit with Economy Cycle Cooling capacity = 145 KW Inclusions; -One circuit with 2X tandem fixed speed compressors -One circuit with 2X BLDC inverter compressor for capacity -Epoxy coated coils -PU double skin panel for supply air chamber powder coated -1.6 mm powder coated condenser section -Refrigeration leak detection is excluded -EBM EC Plug Fan or equivalent -CO2 Control , CO2 sensor included -BACnet/MSTP protocol | Supply Air: 9500-11200 l/s Rooftop Packaged Unit w | 1 | -1 | 2021-03-12 | 2021-03-25 | 1 | 0 | 57929 |  | NSW | AC-WH-20
18244-01-01 | Eastwood Air Conditioning P/L | CBRE Aquabliss Seven Hills | ACPP6500 | PP | 6500 l/s PoolPac Unit with Dual Stage Heating and Cooling | 6500 l/s PoolPac Unit | 1 | -1 | 2021-03-12 | 2021-05-07 | 1 | 0 | 86920 |  | NSW
18302-01-01 | Climatech ACT Pty Ltd | HMAS Harman Data Centre | PCU-N-LD 20 | PCU | 2300 l/s Low Dewpoint Precise Control Unit Inclusions; 1. BLDC inverter compressor. 2. EC plug fan for supply air. 3. EC Condenser fan. 4. Electronic expansion valve. 5. Head pressure control. 6. Integrated control and touch screen controller. 7. BMS HLI 8. Hot Water Coil. - Unit doesn't include DX reheat Coil. | Low Dewpoint Precise Control Unit 2000 L/s | 1 | -1 | 2021-03-12 | 2021-05-17 | 1 | 0 | 47500 |  | NSW | MMM - REQ'D BEFORE 25/05
18302-01-02 | Climatech ACT Pty Ltd | HMAS Harman Data Centre | PCU-N-LD 20 | PCU | 2300 l/s Low Dewpoint Precise Control Unit Inclusions; 1. BLDC inverter compressor. 2. EC plug fan for supply air. 3. EC Condenser fan. 4. Electronic expansion valve. 5. Head pressure control. 6. Integrated control and touch screen controller. 7. BMS HLI 8. Hot Water Coil. - Unit doesn't include DX reheat Coil. | Low Dewpoint Precise Control Unit 2000 L/s | 1 | -1 | 2021-03-12 | 2021-05-12 | 1 | 0 | 47500 |  | NSW | MMM - REQ'D BEFORE 25/05 / WAITING PAYMENT FOR FULL ORDER VALUE
18384-01-01 | Industrial Air (SA) Pty Ltd | Town of Port Hedland | SMA-70 CU | PCU |  | Split Make-up Air Unit - Nominal 700 l/s | 1 | -1 | 2021-03-15 | 2021-04-14 | 0 | -1 | 19100 | 2021-04-29 | INDWA | TEST ONLY
18069-09-07 | Fredon Air Pty Ltd | Waratah-Kemps Creek | RTP200-B | RTP | Supply Air: 9500-11200 l/s Rooftop Packaged Unit with Economy Cycle Cooling capacity = 145 KW Inclusions; -One circuit with 2X tandem fixed speed compressors -One circuit with 2X BLDC inverter compressor for capacity -Epoxy coated coils -PU double skin panel for supply air chamber powder coated -1.6 mm powder coated condenser section -Refrigeration leak detection is excluded -EBM EC Plug Fan or equivalent -CO2 Control , CO2 sensor included -BACnet/MSTP protocol | Supply Air: 9500-11200 l/s Rooftop Packaged Unit w | 1 | -1 | 2021-03-19 | 2021-03-25 | 1 | 0 | 57929 |  | NSW | AC-WH-22
17742-02-01 | D&E Air Conditioning Pty Ltd | West Side Place Stage 2 | ERV3000 | ERVCO | PAC-08-01 3000 l/s Energy Recovery Ventilator Unit Included Option(s): EC Plug fan, HHW coil, Corrosion Resistant SA : 3000 l/s @ 300Pa ESP OA : 3000 l/s RA : 3000 l/s @ 300Pa ESP | 3000 l/s Energy Recovery Ventilator Unit | 1 | -1 | 2021-03-19 | 2021-04-14 | 1 | 0 | 25700 |  | VIC | NOTE: CREDIT HOLD - O/DUE INVOICE
18069-09-08 | Fredon Air Pty Ltd | Waratah-Kemps Creek | RTP200-B | RTP | Supply Air: 9500-11200 l/s Rooftop Packaged Unit with Economy Cycle Cooling capacity = 145 KW Inclusions; -One circuit with 2X tandem fixed speed compressors -One circuit with 2X BLDC inverter compressor for capacity -Epoxy coated coils -PU double skin panel for supply air chamber powder coated -1.6 mm powder coated condenser section -Refrigeration leak detection is excluded -EBM EC Plug Fan or equivalent -CO2 Control , CO2 sensor included -BACnet/MSTP protocol | Supply Air: 9500-11200 l/s Rooftop Packaged Unit w | 1 | -1 | 2021-03-19 | 2021-03-29 | 1 | 0 | 57929 |  | NSW | AC-WH-24
18158-01-01 | Industrial Air (SA) Pty Ltd | Emmanuel Catholic College | ACL52RCRTP-EC | RTP | 52 kW Rooftop Packaged Unit with Dual Stage Heating and Cooling Inverter Compressors Option(s) : Economy Cycle SA : 2300 l/s OA : 2300 l/s RA : 2300 l/s | 52 kW Rooftop Packaged Unit With Economy Cycle | 1 | -1 | 2021-03-26 | 2021-05-18 | 1 | 0 | 39818 |  | INDWA
18069-08-12 | Fredon Air Pty Ltd | Waratah-Kemps Creek | RTP200-A | RTP | Supply Air: 9500-11200 l/s Rooftop Packaged Unit with Economy Cycle Cooling capacity = 125 KW Inclusions; -One circuit with 2X tandem fixed speed compressors -One circuit with 2X BLDC inverter compressor for capacity modulation -Epoxy coated coils -PU double skin panel for supply air chamber powder coated -1.6 mm powder coated condenser section -Refrigeration leak detection is excluded -EBM EC Plug Fan or equivalent -CO2 Control , CO2 sensor included -BACnet/MSTP protocol | Supply Air: 9500-11200 l/s Rooftop Packaged Unit | 1 | -1 | 2021-03-26 | 2021-04-07 | 1 | 0 | 55829 |  | NSW | AC-WH-27
18069-08-11 | Fredon Air Pty Ltd | Waratah-Kemps Creek | RTP200-A | RTP | Supply Air: 9500-11200 l/s Rooftop Packaged Unit with Economy Cycle Cooling capacity = 125 KW Inclusions; -One circuit with 2X tandem fixed speed compressors -One circuit with 2X BLDC inverter compressor for capacity modulation -Epoxy coated coils -PU double skin panel for supply air chamber powder coated -1.6 mm powder coated condenser section -Refrigeration leak detection is excluded -EBM EC Plug Fan or equivalent -CO2 Control , CO2 sensor included -BACnet/MSTP protocol | Supply Air: 9500-11200 l/s Rooftop Packaged Unit | 1 | -1 | 2021-03-26 | 2021-04-06 | 1 | 0 | 55829 |  | NSW | AC-WH-26
18447-01-01 | Industrial Air (SA) Pty Ltd | Armadale Courthouse | SMA-30 CU | PCU |  | Split Make-up Air Unit - Nominal 300 l/s | 1 | -1 | 2021-04-01 | 2021-05-21 | 0 | -1 | 14800 | 2021-05-28 | NSW
18069-09-10 | Fredon Air Pty Ltd | Waratah-Kemps Creek | RTP200-B | RTP | Supply Air: 9500-11200 l/s Rooftop Packaged Unit with Economy Cycle Cooling capacity = 145 KW Inclusions; -One circuit with 2X tandem fixed speed compressors -One circuit with 2X BLDC inverter compressor for capacity -Epoxy coated coils -PU double skin panel for supply air chamber powder coated -1.6 mm powder coated condenser section -Refrigeration leak detection is excluded -EBM EC Plug Fan or equivalent -CO2 Control , CO2 sensor included -BACnet/MSTP protocol | Supply Air: 9500-11200 l/s Rooftop Packaged Unit w | 1 | -1 | 2021-04-02 | 2021-04-15 | 1 | 0 | 57929 |  | NSW | AC-WH-32
18069-09-09 | Fredon Air Pty Ltd | Waratah-Kemps Creek | RTP200-B | RTP | Supply Air: 9500-11200 l/s Rooftop Packaged Unit with Economy Cycle Cooling capacity = 145 KW Inclusions; -One circuit with 2X tandem fixed speed compressors -One circuit with 2X BLDC inverter compressor for capacity -Epoxy coated coils -PU double skin panel for supply air chamber powder coated -1.6 mm powder coated condenser section -Refrigeration leak detection is excluded -EBM EC Plug Fan or equivalent -CO2 Control , CO2 sensor included -BACnet/MSTP protocol | Supply Air: 9500-11200 l/s Rooftop Packaged Unit w | 1 | -1 | 2021-04-02 | 2021-04-08 | 1 | 0 | 57929 |  | NSW | AC-WH-30
18069-09-11 | Fredon Air Pty Ltd | Waratah-Kemps Creek | RTP200-B | RTP | Supply Air: 9500-11200 l/s Rooftop Packaged Unit with Economy Cycle Cooling capacity = 145 KW Inclusions; -One circuit with 2X tandem fixed speed compressors -One circuit with 2X BLDC inverter compressor for capacity -Epoxy coated coils -PU double skin panel for supply air chamber powder coated -1.6 mm powder coated condenser section -Refrigeration leak detection is excluded -EBM EC Plug Fan or equivalent -CO2 Control , CO2 sensor included -BACnet/MSTP protocol | Supply Air: 9500-11200 l/s Rooftop Packaged Unit w | 1 | -1 | 2021-04-09 | 2021-04-21 | 1 | 0 | 57929 |  | NSW | AC-WH-34
18069-08-13 | Fredon Air Pty Ltd | Waratah-Kemps Creek | RTP200-A | RTP | Supply Air: 9500-11200 l/s Rooftop Packaged Unit with Economy Cycle Cooling capacity = 125 KW Inclusions; -One circuit with 2X tandem fixed speed compressors -One circuit with 2X BLDC inverter compressor for capacity modulation -Epoxy coated coils -PU double skin panel for supply air chamber powder coated -1.6 mm powder coated condenser section -Refrigeration leak detection is excluded -EBM EC Plug Fan or equivalent -CO2 Control , CO2 sensor included -BACnet/MSTP protocol | Supply Air: 9500-11200 l/s Rooftop Packaged Unit | 1 | -1 | 2021-04-09 | 2021-04-16 | 1 | 0 | 55829 |  | NSW | AC-WH-28
18443-01-01 | Aston Air-Conditioning & Refrigeration | Gotzinger Ormeau | SMA-90 |  | PC-1: 1 off SMA-90 900 l/s preconditioner Unit Includes: BLDC Inverter Compressor 25mm PU Panel Indoor Unit Remote Condenser EC Axial Condenser Fan 3 speed evaporator fan Proprietary PLC with LLI Freight to site | SMA-90 | 1 | -1 | 2021-04-16 | 2021-05-31 | 0 | -1 | 20500 | 2021-06-01 | QLD
18270-01-06 | FDC Mechanical Services | Mt Annan Botanic Gardens | PCU-N-LD 15 | PCU | Low Dewpoint Precise Control Unit 1500 L/s Options included: EC plug fans Dual Refrigerant Circuit Water Cooled Condenser Inverter Compressors Reheat Coil Air Change ClimaSync | Low Dewpoint Precise Control Unit 1500 L/s | 1 | -1 | 2021-04-16 | 2021-05-14 | 1 | 0 | 56544 |  | NSW | PCU-6
18069-08-16 | Fredon Air Pty Ltd | Waratah-Kemps Creek | RTP200-A | RTP | Supply Air: 9500-11200 l/s Rooftop Packaged Unit with Economy Cycle Cooling capacity = 125 KW Inclusions; -One circuit with 2X tandem fixed speed compressors -One circuit with 2X BLDC inverter compressor for capacity modulation -Epoxy coated coils -PU double skin panel for supply air chamber powder coated -1.6 mm powder coated condenser section -Refrigeration leak detection is excluded -EBM EC Plug Fan or equivalent -CO2 Control , CO2 sensor included -BACnet/MSTP protocol | Supply Air: 9500-11200 l/s Rooftop Packaged Unit | 1 | -1 | 2021-04-16 | 2021-04-29 | 1 | 0 | 55829 |  | NSW | AC-WH-33
18270-01-03 | FDC Mechanical Services | Mt Annan Botanic Gardens | PCU-N-LD 15 | PCU | Low Dewpoint Precise Control Unit 1500 L/s Options included: EC plug fans Dual Refrigerant Circuit Water Cooled Condenser Inverter Compressors Reheat Coil Air Change ClimaSync | Low Dewpoint Precise Control Unit 1500 L/s | 1 | -1 | 2021-04-16 | 2021-06-02 | 1 | 0 | 56544 |  | NSW | PCU-3
18443-02-01 | Aston Air-Conditioning & Refrigeration | Gotzinger Ormeau | SMA-50 |  | PC-2: 1 off SMA-50 500 l/s preconditioner Unit Includes: BLDC Inverter Compressor 25mm PU Panel Indoor Unit Remote Condenser EC Axial Condenser Fan 3 speed evaporator fan Proprietary PLC with LLI Freight to site | SMA-50 | 1 | -1 | 2021-04-16 | 2021-05-31 | 0 | -1 | 18500 | 2021-06-01 | QLD
18069-08-15 | Fredon Air Pty Ltd | Waratah-Kemps Creek | RTP200-A | RTP | Supply Air: 9500-11200 l/s Rooftop Packaged Unit with Economy Cycle Cooling capacity = 125 KW Inclusions; -One circuit with 2X tandem fixed speed compressors -One circuit with 2X BLDC inverter compressor for capacity modulation -Epoxy coated coils -PU double skin panel for supply air chamber powder coated -1.6 mm powder coated condenser section -Refrigeration leak detection is excluded -EBM EC Plug Fan or equivalent -CO2 Control , CO2 sensor included -BACnet/MSTP protocol | Supply Air: 9500-11200 l/s Rooftop Packaged Unit | 1 | -1 | 2021-04-16 | 2021-04-28 | 1 | 0 | 55829 |  | NSW | AC-WH-31
18069-08-14 | Fredon Air Pty Ltd | Waratah-Kemps Creek | RTP200-A | RTP | Supply Air: 9500-11200 l/s Rooftop Packaged Unit with Economy Cycle Cooling capacity = 125 KW Inclusions; -One circuit with 2X tandem fixed speed compressors -One circuit with 2X BLDC inverter compressor for capacity modulation -Epoxy coated coils -PU double skin panel for supply air chamber powder coated -1.6 mm powder coated condenser section -Refrigeration leak detection is excluded -EBM EC Plug Fan or equivalent -CO2 Control , CO2 sensor included -BACnet/MSTP protocol | Supply Air: 9500-11200 l/s Rooftop Packaged Unit | 1 | -1 | 2021-04-16 | 2021-04-22 | 1 | 0 | 55829 |  | NSW | AC-WH-29
18419-01-01 | Whelan Air Conditioning Services Pty Ltd | St Leonards College | ACL45RCRTP-EC | RTP | 45 kW Rooftop Packaged Unit with Dual Stage Heating and Cooling. Included Options: - Sensible Media only - Economy Cycle - Modulating Return Air Bypass - EC Plug Fans - BLDC Inverter Compressor - Factory Programmed PLC c/w sensors and HLI SA : 1825 L/s OA : 1100 L/s RA : 1825 L/s | 45 kW Rooftop Packaged Unit With Economy Cycle | 1 | -1 | 2021-04-16 | 2021-05-26 | 1 | 0 | 49000 |  | VIC
18270-01-04 | FDC Mechanical Services | Mt Annan Botanic Gardens | PCU-N-LD 15 | PCU | Low Dewpoint Precise Control Unit 1500 L/s Options included: EC plug fans Dual Refrigerant Circuit Water Cooled Condenser Inverter Compressors Reheat Coil Air Change ClimaSync | Low Dewpoint Precise Control Unit 1500 L/s | 1 | -1 | 2021-04-16 | 2021-05-14 | 1 | 0 | 56544 |  | NSW | PCU-4
18419-02-01 | Whelan Air Conditioning Services Pty Ltd | St Leonards College | ACL52RCRTP-EC | RTP | 45 kW Rooftop Packaged Unit with Dual Stage Heating and Cooling. Included Options: - Sensible Media only - Economy Cycle - Modulating Return Air Bypass - EC Plug Fans - BLDC Inverter Compressor - Factory Programmed PLC c/w sensors and HLI SA : 1825 L/s OA : 1100 L/s RA : 1825 L/s | 45 kW Rooftop Packaged Unit With Economy Cycle | 1 | -1 | 2021-04-16 | 2021-05-26 | 1 | 0 | 51000 |  | VIC
18533-03-01 | Mattick Air | Sarah Sands Hotel- Fitout | ERV2000 | ERVCO | 2000 l/s Energy Recovery Ventilator Unit SA : 2000 l/s OA : 2000 l/s RA : 2000 l/s | 2000 l/s Energy Recovery Ventilator Unit | 1 | -1 | 2021-04-21 | 2021-04-28 | 1 | 0 | 14950 |  | VIC
18430-01-01 | Sedatech Pty Ltd | Rackleys Yamanto | ACPP2300 | PP | PAC.B.T45a 2300 l/s PoolPac Unit with Dual Stage Heating and Cooling SA : 2300 l/s; OA : 2300 l/s; RA : 2450 l/s Galvanised Channel base frame Double Skin PIR Sandshich Panel Cabinet - internally finished with Vinyl anto-corrosive paint Corrosion Resistant materials and fixings to suit corrosive environment Air Volume Controlled EC Plug fans c/w composite impellers Dual BLDC Inverter compressors - reverse cycle, c/w Electronic TX Valves Proprietary Controls c/w Modbus RS485 Interface for HLI to BMS Proprietary Counterflow Sensible Only Heat Exchanger - 80% Sensible only Efficiency Price Includes Half Day onsite Commissioning Assistance - max induction time included - 1 hour | 2300 l/s PoolPac Unit | 1 | -1 | 2021-04-21 | 2021-05-18 | 1 | 0 | 50000 |  | QLD
17768-01-01 | Ultimate Airconditioning Pty Ltd | 9-11 Prospect St Box Hill | ACPP1000 | PP | 1000 l/s PoolPac Unit with Single Stage Heating and Cooling Included Option(s): EC PLug fans, DX heating and cooling, CPG controllers SA : 1000 l/s OA : 1000 l/s RA : 1000 l/s | 1000 l/s PoolPac Unit | 1 | -1 | 2021-04-23 | 2021-05-19 | 1 | 0 | 24428 |  | VIC | OFF HOLD
18365-01-01 | Austral Air Conditioning Services P/L | University Of Newcastle | ACPP6500 | PP | 6500 l/s PoolPac Unit with Dual Stage Heating and Cooling | 6500 l/s PoolPac Unit | 1 | -1 | 2021-04-23 | 2021-05-27 | 1 | 0 | 84000 |  | NSW
18514-01-01 | D&E Air Conditioning Pty Ltd | Airtrunk C10 | ACDHUM1-D | DEHUM | OA: 500 l/s SA: 500 l/s Included Options - Custom DX coils - BLDC Inverter compressors with capacity to suit - Factory programmed PLC coming with all sensors HLI and HMI - G4 panel and F7 bag filters - Condair Humidifier sized at the specified duty - SS lined cabinet and drain tray for humidifier section - Heat exchangers to provide reheat of air up to 22oC and simultaneously precool air outside air | ACDHUM1-D | 1 | -1 | 2021-04-23 | 2021-05-31 | 1 | 0 | 67300 |  | VIC
18365-01-02 | Austral Air Conditioning Services P/L | University Of Newcastle | ACPP6500 | PP | 6500 l/s PoolPac Unit with Dual Stage Heating and Cooling | 6500 l/s PoolPac Unit | 1 | -1 | 2021-04-23 | 2021-05-27 | 1 | 0 | 84000 |  | NSW
18125-02-01 | Ascot Air Special Projects Pty Ltd | Kingston Butter Factory | ACS23RCRTP | RTP | PAC-1.2: 1 off ACS23RCRTP 23 kW Rooftop Packaged Unit with Single Stage Heating and Cooling Unit Includes: - 75% Total efficiency Enthalpy heat Exchanger - Double-skinned 50mm PIR Sandwich Panel Cabinet - weatherproof - Corrosion Treated Coils - EC Plug Fans c/w proprietary air volume controllers - Standard access required - Return Air Bypass Dampers - Can be utilised for pull-down cycle. Includes dampers and actuators (non-spring return type) - Functionality wired to a terminal strip for control by others - Manufacturers Commissioning Assistance - Freight to site | 23 kW Rooftop Packaged Unit | 1 | -1 | 2021-04-30 | 2021-06-11 | 1 | 0 | 29300 |  | QLD | PAC-1.2
18545-01-02 | Climatech ACT Pty Ltd | Equinix Canberra | ACS11RCRTP | RTP | 11 kW Rooftop Packaged Unit Special Construct 1-RTU-03-1 1-RTU-03-2 Unit includes: 1. BLDC inverter compressor 2. EC Plug Fan 3. Electronic expansion valve 4. Head pressure control 5. Integrated advanced control 6. Touch screen controller 7. BMS HLI 8. Electric heater for defrost mode | 11 kW Rooftop Packaged Unit | 1 | -1 | 2021-04-30 | 2021-05-20 | 1 | 0 | 21500 |  | NSW | PAID EXTRA MAY DEL
18125-01-01 | Ascot Air Special Projects Pty Ltd | Kingston Butter Factory | ACL65RCRTP | RTP | PAC-1.1: 1 off ACL65RCRTP 65 kW Rooftop Packaged Unit with Dual Stage Heating and Cooling Unit Includes: - 75% Total efficiency Enthalpy heat Exchanger - Double-skinned 50mm PIR Sandwich Panel Cabinet - weatherproof - Corrosion Treated Coils - Single sided access - Inverted airflows and draw-through coil arrangement - vertical SA discharge - EC Plug Fans c/w proprietary air volume controllers - Return Air Bypass Dampers - Can be utilised for pull-down cycle. Includes dampers and actuators (non-spring return type) - Functionality wired to a terminal strip for control by others - Manufacturers Commissioning Assistance - Freight to site | 65 kW Rooftop Packaged Unit | 1 | -1 | 2021-04-30 | 2021-06-10 | 1 | 0 | 54100 |  | QLD | PAC-1.1
18125-03-01 | Ascot Air Special Projects Pty Ltd | Kingston Butter Factory | ACL70RCRTP | RTP | PAC-G.1: 1 off ACL70RCRTP-RHC 70 kW Rooftop Packaged Unit with Variable Speed Heating and Cooling Unit Includes: - 75% Total efficiency Enthalpy heat Exchanger - Double-skinned 50mm PIR Sandwich Panel Cabinet - weatherproof - Corrosion Treated Coils - EC Plug Fans c/w proprietary air volume controllers - Dual BLDC Inverter Compressors - Modulating reheat coil for humidity control - Inverted airflows and draw-through coil arrangement - vertical SA discharge - Return Air Bypass Dampers - Utilised for CO2 control. Includes CO2 sensor, dampers and actuators (non-spring return type) - Proprietary Climasync Controls package w/BACnet HLI (LLI to unit for start/stop and comp enable by BMS). - Manufacturers Commissioning Assistance - Freight to site | 70 kW Rooftop Packaged Unit | 1 | -1 | 2021-04-30 | 2021-06-17 | 1 | 0 | 73500 |  | QLD | PAC-G.1
18545-01-01 | Climatech ACT Pty Ltd | Equinix Canberra | ACS11RCRTP | RTP | 11 kW Rooftop Packaged Unit Special Construct 1-RTU-03-1 1-RTU-03-2 Unit includes: 1. BLDC inverter compressor 2. EC Plug Fan 3. Electronic expansion valve 4. Head pressure control 5. Integrated advanced control 6. Touch screen controller 7. BMS HLI 8. Electric heater for defrost mode | 11 kW Rooftop Packaged Unit | 1 | -1 | 2021-04-30 | 2021-05-20 | 1 | 0 | 21500 |  | NSW | PAID EXTRA MAY DEL
18503-01-01 | Industrial Air (SA) Pty Ltd | BHP South Flank OHP3 Shutdown | PCU-N-D 30 | PCU |  | PCU-N-D 30 | 1 | -1 | 2021-05-01 | 2021-07-09 | 1 | 0 | 65150 |  | INDWA
18069-09-13 | Fredon Air Pty Ltd | Waratah-Kemps Creek | RTP200-B | RTP | Supply Air: 9500-11200 l/s Rooftop Packaged Unit with Economy Cycle Cooling capacity = 145 KW Inclusions; -One circuit with 2X tandem fixed speed compressors -One circuit with 2X BLDC inverter compressor for capacity -Epoxy coated coils -PU double skin panel for supply air chamber powder coated -1.6 mm powder coated condenser section -Refrigeration leak detection is excluded -EBM EC Plug Fan or equivalent -CO2 Control , CO2 sensor included -BACnet/MSTP protocol | Supply Air: 9500-11200 l/s Rooftop Packaged Unit w | 1 | -1 | 2021-05-07 | 2021-05-06 | 1 | 0 | 57929 |  | NSW | AC-WH-36
18568-01-01 | Insulpak Pty Ltd | St Leonards Clubhouse | ACPP1700 | PP | PAC-RL-01.01 1700 l/s PoolPac Unit with Single Stage Heating and Cooling SA : 1800 l/s @ 250 Pa ESP OA : 1800 l/s RA : 1800 l/s @ 200Pa ESP Cond MA: 1020 l/s | 1700 l/s PoolPac Unit | 1 | -1 | 2021-05-07 | 2021-07-06 | 1 | 0 | 30780 |  | VIC
18069-09-12 | Fredon Air Pty Ltd | Waratah-Kemps Creek | RTP200-B | RTP | Supply Air: 9500-11200 l/s Rooftop Packaged Unit with Economy Cycle Cooling capacity = 145 KW Inclusions; -One circuit with 2X tandem fixed speed compressors -One circuit with 2X BLDC inverter compressor for capacity -Epoxy coated coils -PU double skin panel for supply air chamber powder coated -1.6 mm powder coated condenser section -Refrigeration leak detection is excluded -EBM EC Plug Fan or equivalent -CO2 Control , CO2 sensor included -BACnet/MSTP protocol | Supply Air: 9500-11200 l/s Rooftop Packaged Unit w | 1 | -1 | 2021-05-07 | 2021-05-04 | 1 | 0 | 57929 |  | NSW | AC-WH-35
18270-02-01 | FDC Mechanical Services | Mt Annan Botanic Gardens | PCU-N-LD 5 | PCU | Low Dewpoint Precise Control Unit 500 L/s Options included: EC plug fans Dual Refrigerant Circuit Water Cooled Condenser Inverter Compressors Reheat Coil Air Change ClimaSync | Low Dewpoint Precise Control Unit 1000 L/s | 1 | -1 | 2021-05-07 | 2021-06-09 | 1 | 0 | 41012 |  | NSW | PCU-5B
18559-01-01 | Industrial Air (SA) Pty Ltd | Banksia House RAAF Darwin | SMA-70 | PCU |  | SMA-70 | 1 | -1 | 2021-05-07 | 2021-06-11 | 0 | -1 | 15800 | 2021-06-15 | INDNT
18270-01-05 | FDC Mechanical Services | Mt Annan Botanic Gardens | PCU-N-LD 15 | PCU | Low Dewpoint Precise Control Unit 1500 L/s Options included: EC plug fans Dual Refrigerant Circuit Water Cooled Condenser Inverter Compressors Reheat Coil Air Change ClimaSync | Low Dewpoint Precise Control Unit 1500 L/s | 1 | -1 | 2021-05-07 | 2021-06-09 | 1 | 0 | 56544 |  | NSW | PCU-5A
18491-01-01 | Kincumber Air Conditioning | Bowden Brae Stage 2 | ACPP1000 | PP | 1000 l/s PoolPac Unit with Single Stage Heating and Cooling | 1000 l/s PoolPac Unit | 1 | -1 | 2021-05-10 | 2021-06-21 | 1 | 0 | 24552 |  | NSW | JUNE INVOICE IF POSSIBLE
18478-01-01 | Austral Air Conditioning Services P/L | Newcastle Knights Centre of Excellence | ACPP2000 | PP | 2000 l/s PoolPac Unit with Dual Stage Heating and Cooling Inclusion: DX Reheat Coil -Low level Interface | 2000 l/s PoolPac Unit | 1 | -1 | 2021-05-12 | 2021-07-05 | 1 | 0 | 50000 |  | NSW
18538-01-01 | Industrial Air (SA) Pty Ltd | Cheetham Salt | PCU-N-D 20 | PCU |  | PCU-N-D 40 | 1 | -1 | 2021-05-14 | 2021-07-02 | 1 | 0 | 53905 |  | INDSA
18069-05-01 | Fredon Air Pty Ltd | Waratah-Kemps Creek | ACL65RCRTP | RTP | 65 kW Rooftop Packaged Unit with Dual Stage Heating and Cooling AC-B1-19 Inclusions: BLDC inverter compressor | 65 kW Rooftop Packaged Unit | 1 | -1 | 2021-05-14 | 2021-06-04 | 1 | 0 | 50700 |  | NSW | B1-19
18270-01-02 | FDC Mechanical Services | Mt Annan Botanic Gardens | PCU-N-LD 15 | PCU | Low Dewpoint Precise Control Unit 1500 L/s Options included: EC plug fans Dual Refrigerant Circuit Water Cooled Condenser Inverter Compressors Reheat Coil Air Change ClimaSync | Low Dewpoint Precise Control Unit 1500 L/s | 1 | -1 | 2021-05-14 | 2021-06-23 | 1 | 0 | 56544 |  | NSW | PCU-2
18069-07-01 | Fredon Air Pty Ltd | Waratah-Kemps Creek | ACL96RCRTP | RTP | 96 kW Rooftop Packaged Unit with Dual Stage Heating and Cooling AC-B5-01 Inclusions: BLDC inverter compressor | 96 kW Rooftop Packaged Unit | 1 | -1 | 2021-05-14 | 2021-06-04 | 1 | 0 | 72700 |  | NSW | B5-02
18270-01-01 | FDC Mechanical Services | Mt Annan Botanic Gardens | PCU-N-LD 15 | PCU | Low Dewpoint Precise Control Unit 1500 L/s Options included: EC plug fans Dual Refrigerant Circuit Water Cooled Condenser Inverter Compressors Reheat Coil Air Change ClimaSync | Low Dewpoint Precise Control Unit 1500 L/s | 1 | -1 | 2021-05-14 | 2021-06-23 | 1 | 0 | 56544 |  | NSW | PCU-1
18069-01-01 | Fredon Air Pty Ltd | Waratah-Kemps Creek | ACL52RCRTP | RTP | 52 kW Rooftop Packaged Unit with Dual Stage Heating and Cooling AC-B1-04 Inclusions; - BLDC inverter compressor | 52 kW Rooftop Packaged Unit | 1 | -1 | 2021-05-21 | 2021-06-21 | 1 | 0 | 44900 |  | NSW | AC-B1-04
18069-03-01 | Fredon Air Pty Ltd | Waratah-Kemps Creek | ACS27RCRTP | RTP | 27 kW Rooftop Packaged Unit with Single Stage Heating and Cooling AC-B1-07 Inclusions; -Return air by pass - BLDC inverter compressor | 27 kW Rooftop Packaged Unit | 1 | -1 | 2021-05-21 | 2021-07-03 | 1 | 0 | 32900 |  | NSW | AC-B1-07
18069-11-01 | Fredon Air Pty Ltd | Waratah-Kemps Creek | PHE-80 | RTP | 80kW Rooftop Packaged Unit with Economy Cycle AC-B1-02 (Breakout SW) AC-B1-05 (Breakout NW) Inclusions; -Two circuits. 1 X BLDC invertor compressor circuit + 1 fix speed compressor circuit. -Epoxy coated coils -1.6 mm powder coated casing -Refrigeration leak detection is excluded -EBM EC Plug Fan or equivalent -CO2 Control , CO2 sensor included -BACnet/MSTP protocol | 80kW Rooftop Packaged Unit with Economy Cycle | 1 | -1 | 2021-05-21 | 2021-06-29 | 0 | -1 | 13200 | 2021-06-30 | NSW | AC-B1-02
18069-02-01 | Fredon Air Pty Ltd | Waratah-Kemps Creek | ACL65RCRTP | RTP | 65 kW Rooftop Packaged Unit with Dual Stage Heating and Cooling AC-B1-06 Inclusions; - BLDC inverter compressor | 65 kW Rooftop Packaged Unit | 1 | -1 | 2021-05-21 | 2021-07-03 | 1 | 0 | 50700 |  | NSW | AC-B1-06
18069-11-02 | Fredon Air Pty Ltd | Waratah-Kemps Creek | PHE-80 | RTP | 80kW Rooftop Packaged Unit with Economy Cycle AC-B1-02 (Breakout SW) AC-B1-05 (Breakout NW) Inclusions; -Two circuits. 1 X BLDC invertor compressor circuit + 1 fix speed compressor circuit. -Epoxy coated coils -1.6 mm powder coated casing -Refrigeration leak detection is excluded -EBM EC Plug Fan or equivalent -CO2 Control , CO2 sensor included -BACnet/MSTP protocol | 80kW Rooftop Packaged Unit with Economy Cycle | 1 | -1 | 2021-05-21 | 2021-06-30 | 0 | -1 | 13200 | 2021-07-07 | NSW | AC-B1-05
18069-06-01 | Fredon Air Pty Ltd | Waratah-Kemps Creek | ACL65RCRTP | RTP | 65 kW Rooftop Packaged Unit with Dual Stage Heating and Cooling AC-B3-01 Inclusions: BLDC inverter compressor | 65 kW Rooftop Packaged Unit | 1 | -1 | 2021-05-28 | 2021-07-06 | 1 | 0 | 50700 |  | NSW | B3-02
18069-04-02 | Fredon Air Pty Ltd | Waratah-Kemps Creek | ACS11RCRTP-EC | RTP | 11 kW Rooftop Packaged Unit with Single Stage Heating and Cooling AC-B1-09 AC-B1-10 Inclusions; - BLDC inverter compressor -Economy Cycle | 11 kW Rooftop Packaged Unit With Economy Cycle | 1 | -1 | 2021-05-28 | 2021-07-05 | 1 | 0 | 23200 |  | NSW | AC-B1-10
18069-12-01 | Fredon Air Pty Ltd | Waratah-Kemps Creek | PHE-100 | RTP | 100kW Rooftop Packaged Unit with Economy Cycle AC-B1-03 (Servery) Inclusions; -Two circuits. 1 X BLDC invertor compressor circuit + 1 fix speed compressor circuit. -Epoxy coated coils -1.6 mm powder coated. -Refrigeration leak detection is excluded -EBM EC Plug Fan or equivalent -CO2 Control , CO2 sensor included -BACnet/MSTP protocol | 100kW Rooftop Packaged Unit with Economy Cycle | 1 | -1 | 2021-05-28 | 2021-06-30 | 0 | -1 | 19600 | 2021-07-07 | NSW | AC-B1-03
18069-04-01 | Fredon Air Pty Ltd | Waratah-Kemps Creek | ACS11RCRTP-EC | RTP | 11 kW Rooftop Packaged Unit with Single Stage Heating and Cooling AC-B1-09 AC-B1-10 Inclusions; - BLDC inverter compressor -Economy Cycle | 11 kW Rooftop Packaged Unit With Economy Cycle | 1 | -1 | 2021-05-28 | 2021-07-05 | 1 | 0 | 23200 |  | NSW | AC-B1-09
60412-01-01 | Fan Coil (Sales) Pty Ltd | Tritech PN4880 | FCS 500 - 2 SECTIONS | FCSSA | PFCS 500 CW COIL EC FANS FILTER SECTION G4 & F9 BAG FILTERS WEATHERPROOF WEATHER LOUVRE | Fan Coil Sandwich Panel 5000L/s With 2 Sections | 1 | -1 | 2021-05-31 | 2021-07-06 | 1 | 0 | 21673 |  |  | LINE 3 HIGH CARE FA
18743-01-01 | Dunnac Pty Ltd | Dunnac Factory Costs June | FACTORY COSTS DUNNAC | RTP |  | Factory Costs for Dunnac | 1 | -1 | 2021-06-01 | 2021-06-30 | 1 | 0 | 13178.66 |  | NSW
Rows: 1045 | [6 empty] | 1,055.00 |  |  |  | 997.00 |  | 45,754,137.09